## scenario_definition
index | scenario | solver | show | export | export_iteration | run_scenario | variable_storage_vom | simulation_years | weather | dispatch_coal_flex | regions | resource_area | line_expansion | options | transmission_grid | fixed_conventional | phased_decom | unit_committment | endogenous_coal_decom | override_coal_msl | coal_ramp_rate_multiplier | fixed_fuel_prices | fixed_emissions | fixed_renewables | fixed_storage | extendable_active | extendable_parameters | global_discount_rate | extendable_fuel_prices | extendable_emissions | extendable_max_total | extendable_min_total | extendable_max_annual | extendable_min_annual | aux_stg_feed | operational_limits | operational_reserves | outage_profiles | annual_availability | carbon_constraints | carbon_tax | load_trajectory | reserve_margin | capacity_credits
300 | P0_BASE | gurobi |  |  | 0 | false | 1 | 2025, 2030 | W_P50 | SL_0 | 10 | redz_corridors_eia | copt | LC | existing+tdp | BASE_PMR1b | ESKOM_2035 | 0 | 0 | 40% | 1.5 | BASE_PMR1b | BASE | BASE | BASE | BASE | BASE_PMR1b | 0.092 | BASE_PMR1b | BASE | UNC | UNC | UNC | UNC | DIESEL_LNG | NO_MIN_GAS | BASE | BASE | EAF_60 | none | none | IRP24_MOD | RES_MRGN_10 | BASE2
301 | P0_BASE_R | gurobi |  |  | 0 | false | 1 | 2025, 2030 | W_P50 | SL_0 | 10 | redz_corridors_eia | copt | LC | existing+tdp | BASE_PMR1b | ESKOM_2035 | 0 | 0 | 40% | 1.5 | BASE_PMR1b | BASE | BASE | BASE | BASE | BASE_PMR1b | 0.092 | BASE_PMR1b | BASE | UNC | UNC | UNC | UNC | DIESEL_LNG | NO_MIN_GAS | BASE | BASE | EAF_60 | CT_REINVEST | none | IRP24_MOD | RES_MRGN_10 | BASE2
302 | P0_CT | gurobi |  |  | 0 | false | 1 | 2025, 2030 | W_P50 | SL_0 | 10 | redz_corridors_eia | copt | LC | existing+tdp | BASE_PMR1b | ESKOM_2035 | 0 | 0 | 40% | 1.5 | BASE_PMR1b | BASE | BASE | BASE | BASE | BASE_PMR1b | 0.092 | BASE_PMR1b | BASE | UNC | UNC | UNC | UNC | DIESEL_LNG | NO_MIN_GAS | BASE | BASE | EAF_60 | none | CT_2030 | IRP24_MOD | RES_MRGN_10 | BASE2
303 | P0_CT_R | gurobi |  |  | 0 | false | 1 | 2025, 2030 | W_P50 | SL_0 | 10 | redz_corridors_eia | copt | LC | existing+tdp | BASE_PMR1b | ESKOM_2035 | 0 | 0 | 40% | 1.5 | BASE_PMR1b | BASE | BASE | BASE | BASE | BASE_PMR1b | 0.092 | BASE_PMR1b | BASE | UNC | UNC | UNC | UNC | DIESEL_LNG | NO_MIN_GAS | BASE | BASE | EAF_60 | CT_REINVEST | CT_2030 | IRP24_MOD | RES_MRGN_10 | BASE2
304 | P1_BASE | gurobi |  |  | 0 |  | 1 | 2025, 2030, 2035, 2040, 2045, 2050 | W_P50 | SL_0 | 1 | redz_corridors_eia | copt | LC | existing+tdp | BASE_PMR1b | ESKOM_2035 | 0 | 0 | 40% | 1.5 | BASE_PMR1b | BASE | BASE | BASE | BASE | BASE_PMR1b | 0.092 | BASE_PMR1b | BASE | UNC | UNC | UNC | UNC | DIESEL_LNG | NO_MIN_GAS | BASE | BASE | EAF_60 | none | none | IRP24_MOD | RES_MRGN_10 | BASE2
305 | P1_BASE_R | gurobi |  |  | 0 |  | 1 | 2025, 2030, 2035, 2040, 2045, 2050 | W_P50 | SL_0 | 1 | redz_corridors_eia | copt | LC | existing+tdp | BASE_PMR1b | ESKOM_2035 | 0 | 0 | 40% | 1.5 | BASE_PMR1b | BASE | BASE | BASE | BASE | BASE_PMR1b | 0.092 | BASE_PMR1b | BASE | UNC | UNC | UNC | UNC | DIESEL_LNG | NO_MIN_GAS | BASE | BASE | EAF_60 | CT_REINVEST | none | IRP24_MOD | RES_MRGN_10 | BASE2
306 | P1_CT | gurobi |  |  | 0 |  | 1 | 2025, 2030, 2035, 2040, 2045, 2050 | W_P50 | SL_0 | 1 | redz_corridors_eia | copt | LC | existing+tdp | BASE_PMR1b | ESKOM_2035 | 0 | 0 | 40% | 1.5 | BASE_PMR1b | BASE | BASE | BASE | BASE | BASE_PMR1b | 0.092 | BASE_PMR1b | BASE | UNC | UNC | UNC | UNC | DIESEL_LNG | NO_MIN_GAS | BASE | BASE | EAF_60 | none | CT_2050 | IRP24_MOD | RES_MRGN_10 | BASE2
307 | P1_CT_R | gurobi |  |  | 0 |  | 1 | 2025, 2030, 2035, 2040, 2045, 2050 | W_P50 | SL_0 | 1 | redz_corridors_eia | copt | LC | existing+tdp | BASE_PMR1b | ESKOM_2035 | 0 | 0 | 40% | 1.5 | BASE_PMR1b | BASE | BASE | BASE | BASE | BASE_PMR1b | 0.092 | BASE_PMR1b | BASE | UNC | UNC | UNC | UNC | DIESEL_LNG | NO_MIN_GAS | BASE | BASE | EAF_60 | CT_REINVEST | CT_2050 | IRP24_MOD | RES_MRGN_10 | BASE2
1 | S1a | gurobi |  |  | 0 |  |  | 2025, 2030 | W_P50 | SL_0 | 1 | redz_corridors_eia | copt | LC | existing+tdp | VAR_HR | DELAYED_ESKOM_2035 |  |  | 70% | 150% | BASE_PMR1b | FS_2045 | BASE | BASE | BASE | BASE_PMR1b | 9.2% | BASE_PMR1b | FS_2045 | MOD_CNST | MTSAO_BQ | MOD_CNST | UNC | DIESEL_LNG | NO_MIN_GAS | BASE | BASE | EAF_60 | none | none | IRP24_LOW | RES_MRGN_10 | BASE3
1 | S1 | * Solver used to solve the LP optimization problem. | * Visualization/plot-output flag. DEAD: not read anywhere in current scripts, has no effect. | * Export-results flag. DEAD: not read anywhere in current scripts, has no effect. | * Number of intermediate export iterations. DEAD: not read anywhere in current scripts. | * Whether this row is included when Snakemake builds the scenario run list. | * If truthy, storage VOM cost is computed per year from extendable parameters instead of a fixed value. | * Snapshot years modeled. Paper 0 = single 2030 cross-section (2025 = start-of-horizon reference year). | * P50 median weather year, mapped to historical year 2018 for all model years. | * Coal dispatch "service level". INACTIVE for P0: only takes effect when unit_committment=1 (P0 has 0). | * Number of supply regions the network is split into (10-node representation of South Africa). | * Candidate site set for new renewables: Renewable Energy Development Zones + grid corridors + EIA-approved sites. | * On/off flag for transmission expansion. Any value other than none/0/false/nan makes transmission links extendable (cost-optimal expansion beyond existing+TDP grid allowed). | * Time-resolution setting for dispatch. "LC" (no numeric/SEG suffix) = full chronological year, 8760h, no snapshot clustering. | * Transmission grid = existing lines + Eskom Transmission Development Plan (planned lines to scheduled build year). No user-defined lines added (no 3rd "+" token). | * Heat rates and fixed technical/cost parameters for the existing coal fleet. | * Nominal coal retirement schedule label. Read by TWO code paths: (1) apply_phased_decommissioning() in add_electricity.py - its call is permanently commented out (add_electricity.py:1058), always dead; (2) add_coal_decom() in prepare_and_solve_network.py - active code, but only runs when unit_committment=1 (P0 has 0). For P0 this column therefore has NO effect either way - real coal retirement years come from decommissioning_date in fixed_technologies.xlsx::conventional instead. If unit_committment were ever set to 1, path (2) would activate and read phased_decommissioning.xlsx::schedule for real. | * Unit commitment (startup/shutdown costs, min up/down times) disabled. Required =1 for columns K and T to take effect. | * Would allow the model to endogenously retire coal early if profitable. Value is 0 for P0 (already off). The mechanism additionally needs unit_committment=1 to create the coal-decommissioning optimization variables in add_coal_decom() (prepare_and_solve_network.py) - P0 has unit_committment=0, so this is doubly inactive for P0. | * Minimum stable load for coal units, overridden to 40% of nameplate capacity. | * Coal fleet allowed to ramp 1.5x faster than the base ramp rate (Coal Flexibilisation feature). | * Fuel price trajectory for existing (fixed) generators, incl. coal and diesel. | * Emission factors for existing (fixed) generators. | * Technical/cost parameters (capacity, O&M, commissioning/decommissioning dates) for existing renewable plants. | * Technical/cost parameters for existing storage (pumped hydro etc.). | * Defines which technologies are allowed to be built as new capacity. | * Capex/opex/lifetime parameters for new-build technologies (wind, solar, OCGT, battery). | * 9.2% annual discount rate for investment decisions, overrides the default-sheet value (8.2%); chosen as South-Africa-appropriate. | * Fuel price trajectory for new-build generators (e.g. OCGT). | * Emission factors for new-build plants - the sole source of new-build emission factors used by the model. | * Maximum total installed capacity per technology. UNC = unconstrained (sheet has no rows for UNC by design, so no cap applies). | * Minimum total installed capacity (e.g. committed pipeline). UNC = unconstrained (no rows for UNC by design). | * Maximum annual build rate per technology. UNC = unconstrained. | * Minimum annual build requirement per technology. UNC = unconstrained. | * Fuel(s) allowed for auxiliary storage/peaker units - diesel and LNG both permitted. | * Operational dispatch constraint set. NO_MIN_GAS = no minimum gas dispatch required, but this set still contains other active constraints (e.g. nuclear must-run, Sasol gas caps) - see the 11 NO_MIN_GAS rows in the source sheet for exact figures. | * Spinning/total operating reserve requirement. DEAD in current code: set_operating_reserves() call is commented out (prepare_and_solve_network.py:467), so this column has no effect on any run right now, incl. in this archive. This file (Coal_Flexibilisation_PK) still HAS the operational_reserves sheet (BASE = 650 MW spinning / 2200 MW total); it was removed from the cleaned Coal_Flexibilisation copy. | * Weekly planned+unplanned outage rates per generating unit, used to derate availability across the year. | * Energy Availability Factor = 60% for all Eskom coal units (all years 2023-2060) - optimistic vs. real recent Eskom performance (~55-60%). Other technologies under this label are unaffected (e.g. Koeberg nuclear 90%, Sasol coal 80%, new-build 85-100%). | * none = no CO2 cap/constraint. CT_REINVEST (used in _R scenarios) = custom constraint requiring reinvestment of carbon-tax revenue into RE+battery capacity; implemented directly in code, not read from an xlsx sheet. | * CT_2030 = carbon tax trajectory ramping to 462 R/tCO2 in 2030 only (0 in all other modeled years). | * Demand growth trajectory - IRP2024 "moderate" scenario. | * 10% reserve margin above peak demand required, active from 2030 onward (not before). | * Share of nameplate capacity each technology counts toward the reserve margin - coal 53%, solar PV 0% (strict), wind/battery/OCGT per sheet. Correction vs. previous note: coal credit is 0.53, not 0.52.
2 | S2 | Source: direct value, not looked up in any sub_scenario file. | Source: n/a (dead column). | Source: n/a (dead column). | Source: n/a (dead column). | Source: direct value, read by scenario-generation code, no xlsx sub-lookup. | Source: extendable_technologies.xlsx :: parameters (storage VOM columns). | Source: direct value, not looked up. | Source: weather.xlsx :: weather_years. | Source: n/a for P0 (inactive code path). | Source: direct value (network build parameter), not an xlsx lookup. | Source: code-level flag (base_network.py), not an xlsx sub-lookup. | Source: code-level flag, base_network.py:147; not an xlsx sub-lookup. | Source: code-level flag, parsed in add_electricity.py:1770; not an xlsx sub-lookup. | Source: code-level flag, build_topology.py:86+106 (line geometries from GIS shapefiles set in Snakefile). transmission_expansion.xlsx::transmission_expansion only used for user-defined lines, not consulted here (only contains an unused 'test' scenario). | Source: fixed_technologies.xlsx :: conventional (BASE_PMR1b rows). | Source: phased_decommissioning.xlsx :: schedule (present here; not read for P0 since unit_committment=0). | Source: direct value, not an xlsx lookup. | Source: n/a for P0 (inactive code path; no xlsx lookup - direct 0/1 flag). | Source: direct numeric value typed into scenarios_to_run.xlsx, not looked up elsewhere. | Source: multiplier is a direct value; base ramp rates (max_ramp_up/down) from fixed_technologies.xlsx :: conventional. | Source: fuel_prices.xlsx :: fixed_generators. | Source: emissions.xlsx :: fixed_generator_emissions. | Source: fixed_technologies.xlsx :: renewables. | Source: fixed_technologies.xlsx :: storage. | Source: extendable_technologies.xlsx :: active. | Source: extendable_technologies.xlsx :: parameters. | Source: direct override value typed into scenarios_to_run.xlsx (overrides extendable_technologies.xlsx :: parameters default rate). | Source: fuel_prices.xlsx :: extendable_generators. | Source: emissions.xlsx :: extendable_generator_emissions. File note on coal row: "Assuming 96 kgCO2/GJ for thermal coal see coal_ref1" - reference "coal_ref1" could not be resolved anywhere in the workbook, please clarify. | Source: extendable_technologies.xlsx :: max_total_installed. | Source: extendable_technologies.xlsx :: min_total_installed. | Source: extendable_technologies.xlsx :: max_annual_installed. | Source: extendable_technologies.xlsx :: min_annual_installed. | Source: aux_stg_feed.xlsx :: allowable_carriers. | Source: operational_constraints.xlsx :: operational_constraints. | Source: operational_constraints.xlsx :: operational_reserves (present in this PK folder). | Source: plant_availability.xlsx :: outage_profiles. | Source: plant_availability.xlsx :: annual_availability. | Source: custom_constraints.py (code-level constraint, no xlsx lookup). | Source: emissions.xlsx :: carbon_tax. | Source: annual_load.xlsx :: annual_load. File note: "CAGR 2040-2050 extended". | Source: reserve_margin.xlsx :: reserve_margin. | Source: reserve_margin.xlsx :: capacity_credits.
3 | S3 | copt |  |  | 0 |  |  | [2025, 2029]+list(range(2030,2051,5)) | W_P50 | SL_0 | 1 | redz_corridors_eia | copt | LC-182h | existing+tdp | VAR_HR | DELAYED_ESKOM_2035 |  |  | 70% | 50% | BASE_PMR1b |  | BASE | BASE | BASE | BASE_PMR1b |  | BASE_PMR1b |  | MOD_CNST | MTSAO_BQ | MOD_CNST | UNC | DIESEL_LNG | NO_MIN_GAS | BASE | BASE | EAF_60 | none | BASE_PMR1b | IRP24_LOW | RES_MRGN_10 | BASE3
3.5 | S4 | copt |  |  | 0 |  |  | [2025, 2029]+list(range(2030,2051,5)) | W_P50 | SL_0 | 1 | redz_corridors_eia | copt |  | existing+tdp | VAR_HR | DELAYED_ESKOM_2035 |  |  | 60% | 150% | BASE_PMR1b |  | BASE | BASE | BASE | BASE_PMR1b |  | BASE_PMR1b |  | MOD_CNST | MTSAO_BQ | MOD_CNST | UNC | DIESEL_LNG | NO_MIN_GAS | BASE | BASE | EAF_60 | none | BASE_PMR1b | IRP24_LOW | RES_MRGN_10 | BASE3
4.2 | S5 | copt |  |  | 0 |  |  | [2025, 2029]+list(range(2030,2051,5)) | W_P50 | SL_0 | 1 | redz_corridors_eia | copt |  | existing+tdp | VAR_HR | DELAYED_ESKOM_2035 |  |  | 60% | 100% | BASE_PMR1b |  | BASE | BASE | BASE | BASE_PMR1b |  | BASE_PMR1b |  | MOD_CNST | MTSAO_BQ | MOD_CNST | UNC | DIESEL_LNG | NO_MIN_GAS | BASE | BASE | EAF_60 | none | BASE_PMR1b | IRP24_LOW | RES_MRGN_10 | BASE3
4.9 | S6 | copt |  |  | 0 |  |  | [2025, 2029]+list(range(2030,2051,5)) | W_P50 | SL_0 | 1 | redz_corridors_eia | copt |  | existing+tdp | VAR_HR | DELAYED_ESKOM_2035 |  |  | 60% | 50% | BASE_PMR1b |  | BASE | BASE | BASE | BASE_PMR1b |  | BASE_PMR1b |  | MOD_CNST | MTSAO_BQ | MOD_CNST | UNC | DIESEL_LNG | NO_MIN_GAS | BASE | BASE | EAF_60 | none | BASE_PMR1b | IRP24_LOW | RES_MRGN_10 | BASE3
5.6 | S7 | copt |  |  | 0 |  |  | [2025, 2029]+list(range(2030,2051,5)) | W_P50 | SL_0 | 1 | redz_corridors_eia | copt |  | existing+tdp | VAR_HR | DELAYED_ESKOM_2035 |  |  | 50% | 150% | BASE_PMR1b |  | BASE | BASE | BASE | BASE_PMR1b |  | BASE_PMR1b |  | MOD_CNST | MTSAO_BQ | MOD_CNST | UNC | DIESEL_LNG | NO_MIN_GAS | BASE | BASE | EAF_60 | none | BASE_PMR1b | IRP24_LOW | RES_MRGN_10 | BASE3
6.3 | S8 | copt |  |  | 0 |  |  | [2025, 2029]+list(range(2030,2051,5)) | W_P50 | SL_0 | 1 | redz_corridors_eia | copt |  | existing+tdp | VAR_HR | DELAYED_ESKOM_2035 |  |  | 50% | 100% | BASE_PMR1b |  | BASE | BASE | BASE | BASE_PMR1b |  | BASE_PMR1b |  | MOD_CNST | MTSAO_BQ | MOD_CNST | UNC | DIESEL_LNG | NO_MIN_GAS | BASE | BASE | EAF_60 | none | BASE_PMR1b | IRP24_LOW | RES_MRGN_10 | BASE3
7 | S9 | copt |  |  | 0 |  |  | [2025, 2029]+list(range(2030,2051,5)) | W_P50 | SL_0 | 1 | redz_corridors_eia | copt |  | existing+tdp | VAR_HR | DELAYED_ESKOM_2035 |  |  | 50% | 50% | BASE_PMR1b |  | BASE | BASE | BASE | BASE_PMR1b |  | BASE_PMR1b |  | MOD_CNST | MTSAO_BQ | MOD_CNST | UNC | DIESEL_LNG | NO_MIN_GAS | BASE | BASE | EAF_60 | none | BASE_PMR1b | IRP24_LOW | RES_MRGN_10 | BASE3
7.7 | S10 | copt |  |  | 0 |  |  | [2025, 2029]+list(range(2030,2051,5)) | W_P50 | SL_0 | 1 | redz_corridors_eia | copt |  | existing+tdp | VAR_HR | DELAYED_ESKOM_2035 |  |  | 40% | 150% | BASE_PMR1b |  | BASE | BASE | BASE | BASE_PMR1b |  | BASE_PMR1b |  | MOD_CNST | MTSAO_BQ | MOD_CNST | UNC | DIESEL_LNG | NO_MIN_GAS | BASE | BASE | EAF_60 | none | BASE_PMR1b | IRP24_LOW | RES_MRGN_10 | BASE3
8.4 | S11 | copt |  |  | 0 |  |  | [2025, 2029]+list(range(2030,2051,5)) | W_P50 | SL_0 | 1 | redz_corridors_eia | copt |  | existing+tdp | VAR_HR | DELAYED_ESKOM_2035 |  |  | 40% | 100% | BASE_PMR1b |  | BASE | BASE | BASE | BASE_PMR1b |  | BASE_PMR1b |  | MOD_CNST | MTSAO_BQ | MOD_CNST | UNC | DIESEL_LNG | NO_MIN_GAS | BASE | BASE | EAF_60 | none | BASE_PMR1b | IRP24_LOW | RES_MRGN_10 | BASE3
9.1 | S12 | copt |  |  | 0 |  |  | [2025, 2029]+list(range(2030,2051,5)) | W_P50 | SL_0 | 1 | redz_corridors_eia | copt |  | existing+tdp | VAR_HR | DELAYED_ESKOM_2035 |  |  | 40% | 50% | BASE_PMR1b |  | BASE | BASE | BASE | BASE_PMR1b |  | BASE_PMR1b |  | MOD_CNST | MTSAO_BQ | MOD_CNST | UNC | DIESEL_LNG | NO_MIN_GAS | BASE | BASE | EAF_60 | none | BASE_PMR1b | IRP24_LOW | RES_MRGN_10 | BASE3
9.8 | S13 | copt |  |  | 0 |  |  | [2025, 2029]+list(range(2030,2051,5)) | W_P50 | SL_1 | 1 | redz_corridors_eia | copt |  | existing+tdp | VAR_HR | DELAYED_ESKOM_2035 |  |  | 70% | 150% | BASE_PMR1b |  | BASE | BASE | BASE | BASE_PMR1b |  | BASE_PMR1b |  | MOD_CNST | MTSAO_BQ | MOD_CNST | UNC | DIESEL_LNG | NO_MIN_GAS | BASE | BASE | EAF_60 | none | BASE_PMR1b | IRP24_LOW | RES_MRGN_10 | BASE3
10.5 | S14 | copt |  |  | 0 |  |  | [2025, 2029]+list(range(2030,2051,5)) | W_P50 | SL_1 | 1 | redz_corridors_eia | copt |  | existing+tdp | VAR_HR | DELAYED_ESKOM_2035 |  |  | 70% | 100% | BASE_PMR1b |  | BASE | BASE | BASE | BASE_PMR1b |  | BASE_PMR1b |  | MOD_CNST | MTSAO_BQ | MOD_CNST | UNC | DIESEL_LNG | NO_MIN_GAS | BASE | BASE | EAF_60 | none | BASE_PMR1b | IRP24_LOW | RES_MRGN_10 | BASE3
11.2 | S15 | copt |  |  | 0 |  |  | [2025, 2029]+list(range(2030,2051,5)) | W_P50 | SL_1 | 1 | redz_corridors_eia | copt |  | existing+tdp | VAR_HR | DELAYED_ESKOM_2035 |  |  | 70% | 50% | BASE_PMR1b |  | BASE | BASE | BASE | BASE_PMR1b |  | BASE_PMR1b |  | MOD_CNST | MTSAO_BQ | MOD_CNST | UNC | DIESEL_LNG | NO_MIN_GAS | BASE | BASE | EAF_60 | none | BASE_PMR1b | IRP24_LOW | RES_MRGN_10 | BASE3
11.9 | S16 | copt |  |  | 0 |  |  | [2025, 2029]+list(range(2030,2051,5)) | W_P50 | SL_1 | 1 | redz_corridors_eia | copt |  | existing+tdp | VAR_HR | DELAYED_ESKOM_2035 |  |  | 60% | 150% | BASE_PMR1b |  | BASE | BASE | BASE | BASE_PMR1b |  | BASE_PMR1b |  | MOD_CNST | MTSAO_BQ | MOD_CNST | UNC | DIESEL_LNG | NO_MIN_GAS | BASE | BASE | EAF_60 | none | BASE_PMR1b | IRP24_LOW | RES_MRGN_10 | BASE3
12.6 | S17 | copt |  |  | 0 |  |  | [2025, 2029]+list(range(2030,2051,5)) | W_P50 | SL_1 | 1 | redz_corridors_eia | copt |  | existing+tdp | VAR_HR | DELAYED_ESKOM_2035 |  |  | 60% | 100% | BASE_PMR1b |  | BASE | BASE | BASE | BASE_PMR1b |  | BASE_PMR1b |  | MOD_CNST | MTSAO_BQ | MOD_CNST | UNC | DIESEL_LNG | NO_MIN_GAS | BASE | BASE | EAF_60 | none | BASE_PMR1b | IRP24_LOW | RES_MRGN_10 | BASE3
13.3 | S18 | copt |  |  | 0 |  |  | [2025, 2029]+list(range(2030,2051,5)) | W_P50 | SL_1 | 1 | redz_corridors_eia | copt |  | existing+tdp | VAR_HR | DELAYED_ESKOM_2035 |  |  | 60% | 50% | BASE_PMR1b |  | BASE | BASE | BASE | BASE_PMR1b |  | BASE_PMR1b |  | MOD_CNST | MTSAO_BQ | MOD_CNST | UNC | DIESEL_LNG | NO_MIN_GAS | BASE | BASE | EAF_60 | none | BASE_PMR1b | IRP24_LOW | RES_MRGN_10 | BASE3
14 | S19 | copt |  |  | 0 |  |  | [2025, 2029]+list(range(2030,2051,5)) | W_P50 | SL_1 | 1 | redz_corridors_eia | copt |  | existing+tdp | VAR_HR | DELAYED_ESKOM_2035 |  |  | 50% | 150% | BASE_PMR1b |  | BASE | BASE | BASE | BASE_PMR1b |  | BASE_PMR1b |  | MOD_CNST | MTSAO_BQ | MOD_CNST | UNC | DIESEL_LNG | NO_MIN_GAS | BASE | BASE | EAF_60 | none | BASE_PMR1b | IRP24_LOW | RES_MRGN_10 | BASE3
14.7 | S20 | copt |  |  | 0 |  |  | [2025, 2029]+list(range(2030,2051,5)) | W_P50 | SL_1 | 1 | redz_corridors_eia | copt |  | existing+tdp | VAR_HR | DELAYED_ESKOM_2035 |  |  | 50% | 100% | BASE_PMR1b |  | BASE | BASE | BASE | BASE_PMR1b |  | BASE_PMR1b |  | MOD_CNST | MTSAO_BQ | MOD_CNST | UNC | DIESEL_LNG | NO_MIN_GAS | BASE | BASE | EAF_60 | none | BASE_PMR1b | IRP24_LOW | RES_MRGN_10 | BASE3
15.4 | S21 | copt |  |  | 0 |  |  | [2025, 2029]+list(range(2030,2051,5)) | W_P50 | SL_1 | 1 | redz_corridors_eia | copt |  | existing+tdp | VAR_HR | DELAYED_ESKOM_2035 |  |  | 50% | 50% | BASE_PMR1b |  | BASE | BASE | BASE | BASE_PMR1b |  | BASE_PMR1b |  | MOD_CNST | MTSAO_BQ | MOD_CNST | UNC | DIESEL_LNG | NO_MIN_GAS | BASE | BASE | EAF_60 | none | BASE_PMR1b | IRP24_LOW | RES_MRGN_10 | BASE3
16.1 | S22 | copt |  |  | 0 |  |  | [2025, 2029]+list(range(2030,2051,5)) | W_P50 | SL_1 | 1 | redz_corridors_eia | copt |  | existing+tdp | VAR_HR | DELAYED_ESKOM_2035 |  |  | 40% | 150% | BASE_PMR1b |  | BASE | BASE | BASE | BASE_PMR1b |  | BASE_PMR1b |  | MOD_CNST | MTSAO_BQ | MOD_CNST | UNC | DIESEL_LNG | NO_MIN_GAS | BASE | BASE | EAF_60 | none | BASE_PMR1b | IRP24_LOW | RES_MRGN_10 | BASE3
16.8 | S23 | copt |  |  | 0 |  |  | [2025, 2029]+list(range(2030,2051,5)) | W_P50 | SL_1 | 1 | redz_corridors_eia | copt |  | existing+tdp | VAR_HR | DELAYED_ESKOM_2035 |  |  | 40% | 100% | BASE_PMR1b |  | BASE | BASE | BASE | BASE_PMR1b |  | BASE_PMR1b |  | MOD_CNST | MTSAO_BQ | MOD_CNST | UNC | DIESEL_LNG | NO_MIN_GAS | BASE | BASE | EAF_60 | none | BASE_PMR1b | IRP24_LOW | RES_MRGN_10 | BASE3
17.5 | S24 | copt |  |  | 0 |  |  | [2025, 2029]+list(range(2030,2051,5)) | W_P50 | SL_1 | 1 | redz_corridors_eia | copt |  | existing+tdp | VAR_HR | DELAYED_ESKOM_2035 |  |  | 40% | 50% | BASE_PMR1b |  | BASE | BASE | BASE | BASE_PMR1b |  | BASE_PMR1b |  | MOD_CNST | MTSAO_BQ | MOD_CNST | UNC | DIESEL_LNG | NO_MIN_GAS | BASE | BASE | EAF_60 | none | BASE_PMR1b | IRP24_LOW | RES_MRGN_10 | BASE3
18.2 | S25 | copt |  |  | 0 |  |  | [2025, 2029]+list(range(2030,2051,5)) | W_P50 | SL_6 | 1 | redz_corridors_eia | copt |  | existing+tdp | VAR_HR | DELAYED_ESKOM_2035 |  |  | 70% | 150% | BASE_PMR1b |  | BASE | BASE | BASE | BASE_PMR1b |  | BASE_PMR1b |  | MOD_CNST | MTSAO_BQ | MOD_CNST | UNC | DIESEL_LNG | NO_MIN_GAS | BASE | BASE | EAF_60 | none | BASE_PMR1b | IRP24_LOW | RES_MRGN_10 | BASE3
18.9 | S26 | copt |  |  | 0 |  |  | [2025, 2029]+list(range(2030,2051,5)) | W_P50 | SL_6 | 1 | redz_corridors_eia | copt |  | existing+tdp | VAR_HR | DELAYED_ESKOM_2035 |  |  | 70% | 100% | BASE_PMR1b |  | BASE | BASE | BASE | BASE_PMR1b |  | BASE_PMR1b |  | MOD_CNST | MTSAO_BQ | MOD_CNST | UNC | DIESEL_LNG | NO_MIN_GAS | BASE | BASE | EAF_60 | none | BASE_PMR1b | IRP24_LOW | RES_MRGN_10 | BASE3
19.6 | S27 | copt |  |  | 0 |  |  | [2025, 2029]+list(range(2030,2051,5)) | W_P50 | SL_6 | 1 | redz_corridors_eia | copt |  | existing+tdp | VAR_HR | DELAYED_ESKOM_2035 |  |  | 70% | 50% | BASE_PMR1b |  | BASE | BASE | BASE | BASE_PMR1b |  | BASE_PMR1b |  | MOD_CNST | MTSAO_BQ | MOD_CNST | UNC | DIESEL_LNG | NO_MIN_GAS | BASE | BASE | EAF_60 | none | BASE_PMR1b | IRP24_LOW | RES_MRGN_10 | BASE3
20.3 | S28 | copt |  |  | 0 |  |  | [2025, 2029]+list(range(2030,2051,5)) | W_P50 | SL_6 | 1 | redz_corridors_eia | copt |  | existing+tdp | VAR_HR | DELAYED_ESKOM_2035 |  |  | 60% | 150% | BASE_PMR1b |  | BASE | BASE | BASE | BASE_PMR1b |  | BASE_PMR1b |  | MOD_CNST | MTSAO_BQ | MOD_CNST | UNC | DIESEL_LNG | NO_MIN_GAS | BASE | BASE | EAF_60 | none | BASE_PMR1b | IRP24_LOW | RES_MRGN_10 | BASE3
21 | S29 | copt |  |  | 0 |  |  | [2025, 2029]+list(range(2030,2051,5)) | W_P50 | SL_6 | 1 | redz_corridors_eia | copt |  | existing+tdp | VAR_HR | DELAYED_ESKOM_2035 |  |  | 60% | 100% | BASE_PMR1b |  | BASE | BASE | BASE | BASE_PMR1b |  | BASE_PMR1b |  | MOD_CNST | MTSAO_BQ | MOD_CNST | UNC | DIESEL_LNG | NO_MIN_GAS | BASE | BASE | EAF_60 | none | BASE_PMR1b | IRP24_LOW | RES_MRGN_10 | BASE3
21.7 | S30 | copt |  |  | 0 |  |  | [2025, 2029]+list(range(2030,2051,5)) | W_P50 | SL_6 | 1 | redz_corridors_eia | copt |  | existing+tdp | VAR_HR | DELAYED_ESKOM_2035 |  |  | 60% | 50% | BASE_PMR1b |  | BASE | BASE | BASE | BASE_PMR1b |  | BASE_PMR1b |  | MOD_CNST | MTSAO_BQ | MOD_CNST | UNC | DIESEL_LNG | NO_MIN_GAS | BASE | BASE | EAF_60 | none | BASE_PMR1b | IRP24_LOW | RES_MRGN_10 | BASE3
22.4 | S31 | copt |  |  | 0 |  |  | [2025, 2029]+list(range(2030,2051,5)) | W_P50 | SL_6 | 1 | redz_corridors_eia | copt |  | existing+tdp | VAR_HR | DELAYED_ESKOM_2035 |  |  | 50% | 150% | BASE_PMR1b |  | BASE | BASE | BASE | BASE_PMR1b |  | BASE_PMR1b |  | MOD_CNST | MTSAO_BQ | MOD_CNST | UNC | DIESEL_LNG | NO_MIN_GAS | BASE | BASE | EAF_60 | none | BASE_PMR1b | IRP24_LOW | RES_MRGN_10 | BASE3
23.1 | S32 | copt |  |  | 0 |  |  | [2025, 2029]+list(range(2030,2051,5)) | W_P50 | SL_6 | 1 | redz_corridors_eia | copt |  | existing+tdp | VAR_HR | DELAYED_ESKOM_2035 |  |  | 50% | 100% | BASE_PMR1b |  | BASE | BASE | BASE | BASE_PMR1b |  | BASE_PMR1b |  | MOD_CNST | MTSAO_BQ | MOD_CNST | UNC | DIESEL_LNG | NO_MIN_GAS | BASE | BASE | EAF_60 | none | BASE_PMR1b | IRP24_LOW | RES_MRGN_10 | BASE3
23.8 | S33 | copt |  |  | 0 |  |  | [2025, 2029]+list(range(2030,2051,5)) | W_P50 | SL_6 | 1 | redz_corridors_eia | copt |  | existing+tdp | VAR_HR | DELAYED_ESKOM_2035 |  |  | 50% | 50% | BASE_PMR1b |  | BASE | BASE | BASE | BASE_PMR1b |  | BASE_PMR1b |  | MOD_CNST | MTSAO_BQ | MOD_CNST | UNC | DIESEL_LNG | NO_MIN_GAS | BASE | BASE | EAF_60 | none | BASE_PMR1b | IRP24_LOW | RES_MRGN_10 | BASE3
24.5 | S34 | copt |  |  | 0 |  |  | [2025, 2029]+list(range(2030,2051,5)) | W_P50 | SL_6 | 1 | redz_corridors_eia | copt |  | existing+tdp | VAR_HR | DELAYED_ESKOM_2035 |  |  | 40% | 150% | BASE_PMR1b |  | BASE | BASE | BASE | BASE_PMR1b |  | BASE_PMR1b |  | MOD_CNST | MTSAO_BQ | MOD_CNST | UNC | DIESEL_LNG | NO_MIN_GAS | BASE | BASE | EAF_60 | none | BASE_PMR1b | IRP24_LOW | RES_MRGN_10 | BASE3
25.2 | S35 | copt |  |  | 0 |  |  | [2025, 2029]+list(range(2030,2051,5)) | W_P50 | SL_6 | 1 | redz_corridors_eia | copt |  | existing+tdp | VAR_HR | DELAYED_ESKOM_2035 |  |  | 40% | 100% | BASE_PMR1b |  | BASE | BASE | BASE | BASE_PMR1b |  | BASE_PMR1b |  | MOD_CNST | MTSAO_BQ | MOD_CNST | UNC | DIESEL_LNG | NO_MIN_GAS | BASE | BASE | EAF_60 | none | BASE_PMR1b | IRP24_LOW | RES_MRGN_10 | BASE3
25.9 | S36 | copt |  |  | 0 |  |  | [2025, 2029]+list(range(2030,2051,5)) | W_P50 | SL_6 | 1 | redz_corridors_eia | copt |  | existing+tdp | VAR_HR | DELAYED_ESKOM_2035 |  |  | 40% | 50% | BASE_PMR1b |  | BASE | BASE | BASE | BASE_PMR1b |  | BASE_PMR1b |  | MOD_CNST | MTSAO_BQ | MOD_CNST | UNC | DIESEL_LNG | NO_MIN_GAS | BASE | BASE | EAF_60 | none | BASE_PMR1b | IRP24_LOW | RES_MRGN_10 | BASE3
26.6 | S37 | copt |  |  | 0 |  |  | [2025, 2029]+list(range(2030,2051,5)) | W_P50 | SL_12 | 1 | redz_corridors_eia | copt |  | existing+tdp | VAR_HR | DELAYED_ESKOM_2035 |  |  | 70% | 150% | BASE_PMR1b |  | BASE | BASE | BASE | BASE_PMR1b |  | BASE_PMR1b |  | MOD_CNST | MTSAO_BQ | MOD_CNST | UNC | DIESEL_LNG | NO_MIN_GAS | BASE | BASE | EAF_60 | none | BASE_PMR1b | IRP24_LOW | RES_MRGN_10 | BASE3
27.3 | S38 | copt |  |  | 0 |  |  | [2025, 2029]+list(range(2030,2051,5)) | W_P50 | SL_12 | 1 | redz_corridors_eia | copt |  | existing+tdp | VAR_HR | DELAYED_ESKOM_2035 |  |  | 70% | 100% | BASE_PMR1b |  | BASE | BASE | BASE | BASE_PMR1b |  | BASE_PMR1b |  | MOD_CNST | MTSAO_BQ | MOD_CNST | UNC | DIESEL_LNG | NO_MIN_GAS | BASE | BASE | EAF_60 | none | BASE_PMR1b | IRP24_LOW | RES_MRGN_10 | BASE3
28 | S39 | copt |  |  | 0 |  |  | [2025, 2029]+list(range(2030,2051,5)) | W_P50 | SL_12 | 1 | redz_corridors_eia | copt |  | existing+tdp | VAR_HR | DELAYED_ESKOM_2035 |  |  | 70% | 50% | BASE_PMR1b |  | BASE | BASE | BASE | BASE_PMR1b |  | BASE_PMR1b |  | MOD_CNST | MTSAO_BQ | MOD_CNST | UNC | DIESEL_LNG | NO_MIN_GAS | BASE | BASE | EAF_60 | none | BASE_PMR1b | IRP24_LOW | RES_MRGN_10 | BASE3
28.7 | S40 | copt |  |  | 0 |  |  | [2025, 2029]+list(range(2030,2051,5)) | W_P50 | SL_12 | 1 | redz_corridors_eia | copt |  | existing+tdp | VAR_HR | DELAYED_ESKOM_2035 |  |  | 60% | 150% | BASE_PMR1b |  | BASE | BASE | BASE | BASE_PMR1b |  | BASE_PMR1b |  | MOD_CNST | MTSAO_BQ | MOD_CNST | UNC | DIESEL_LNG | NO_MIN_GAS | BASE | BASE | EAF_60 | none | BASE_PMR1b | IRP24_LOW | RES_MRGN_10 | BASE3
29.4 | S41 | copt |  |  | 0 |  |  | [2025, 2029]+list(range(2030,2051,5)) | W_P50 | SL_12 | 1 | redz_corridors_eia | copt |  | existing+tdp | VAR_HR | DELAYED_ESKOM_2035 |  |  | 60% | 100% | BASE_PMR1b |  | BASE | BASE | BASE | BASE_PMR1b |  | BASE_PMR1b |  | MOD_CNST | MTSAO_BQ | MOD_CNST | UNC | DIESEL_LNG | NO_MIN_GAS | BASE | BASE | EAF_60 | none | BASE_PMR1b | IRP24_LOW | RES_MRGN_10 | BASE3
30.1 | S42 | copt |  |  | 0 |  |  | [2025, 2029]+list(range(2030,2051,5)) | W_P50 | SL_12 | 1 | redz_corridors_eia | copt |  | existing+tdp | VAR_HR | DELAYED_ESKOM_2035 |  |  | 60% | 50% | BASE_PMR1b |  | BASE | BASE | BASE | BASE_PMR1b |  | BASE_PMR1b |  | MOD_CNST | MTSAO_BQ | MOD_CNST | UNC | DIESEL_LNG | NO_MIN_GAS | BASE | BASE | EAF_60 | none | BASE_PMR1b | IRP24_LOW | RES_MRGN_10 | BASE3
30.8 | S43 | copt |  |  | 0 |  |  | [2025, 2029]+list(range(2030,2051,5)) | W_P50 | SL_12 | 1 | redz_corridors_eia | copt |  | existing+tdp | VAR_HR | DELAYED_ESKOM_2035 |  |  | 50% | 150% | BASE_PMR1b |  | BASE | BASE | BASE | BASE_PMR1b |  | BASE_PMR1b |  | MOD_CNST | MTSAO_BQ | MOD_CNST | UNC | DIESEL_LNG | NO_MIN_GAS | BASE | BASE | EAF_60 | none | BASE_PMR1b | IRP24_LOW | RES_MRGN_10 | BASE3
31.5 | S44 | copt |  |  | 0 |  |  | [2025, 2029]+list(range(2030,2051,5)) | W_P50 | SL_12 | 1 | redz_corridors_eia | copt |  | existing+tdp | VAR_HR | DELAYED_ESKOM_2035 |  |  | 50% | 100% | BASE_PMR1b |  | BASE | BASE | BASE | BASE_PMR1b |  | BASE_PMR1b |  | MOD_CNST | MTSAO_BQ | MOD_CNST | UNC | DIESEL_LNG | NO_MIN_GAS | BASE | BASE | EAF_60 | none | BASE_PMR1b | IRP24_LOW | RES_MRGN_10 | BASE3
32.2 | S45 | copt |  |  | 0 |  |  | [2025, 2029]+list(range(2030,2051,5)) | W_P50 | SL_12 | 1 | redz_corridors_eia | copt |  | existing+tdp | VAR_HR | DELAYED_ESKOM_2035 |  |  | 50% | 50% | BASE_PMR1b |  | BASE | BASE | BASE | BASE_PMR1b |  | BASE_PMR1b |  | MOD_CNST | MTSAO_BQ | MOD_CNST | UNC | DIESEL_LNG | NO_MIN_GAS | BASE | BASE | EAF_60 | none | BASE_PMR1b | IRP24_LOW | RES_MRGN_10 | BASE3
32.9 | S46 | copt |  |  | 0 |  |  | [2025, 2029]+list(range(2030,2051,5)) | W_P50 | SL_12 | 1 | redz_corridors_eia | copt |  | existing+tdp | VAR_HR | DELAYED_ESKOM_2035 |  |  | 40% | 150% | BASE_PMR1b |  | BASE | BASE | BASE | BASE_PMR1b |  | BASE_PMR1b |  | MOD_CNST | MTSAO_BQ | MOD_CNST | UNC | DIESEL_LNG | NO_MIN_GAS | BASE | BASE | EAF_60 | none | BASE_PMR1b | IRP24_LOW | RES_MRGN_10 | BASE3
33.6 | S47 | copt |  |  | 0 |  |  | [2025, 2029]+list(range(2030,2051,5)) | W_P50 | SL_12 | 1 | redz_corridors_eia | copt |  | existing+tdp | VAR_HR | DELAYED_ESKOM_2035 |  |  | 40% | 100% | BASE_PMR1b |  | BASE | BASE | BASE | BASE_PMR1b |  | BASE_PMR1b |  | MOD_CNST | MTSAO_BQ | MOD_CNST | UNC | DIESEL_LNG | NO_MIN_GAS | BASE | BASE | EAF_60 | none | BASE_PMR1b | IRP24_LOW | RES_MRGN_10 | BASE3
34.3 | S48 | copt |  |  | 0 |  |  | [2025, 2029]+list(range(2030,2051,5)) | W_P50 | SL_12 | 1 | redz_corridors_eia | copt |  | existing+tdp | VAR_HR | DELAYED_ESKOM_2035 |  |  | 40% | 50% | BASE_PMR1b |  | BASE | BASE | BASE | BASE_PMR1b |  | BASE_PMR1b |  | MOD_CNST | MTSAO_BQ | MOD_CNST | UNC | DIESEL_LNG | NO_MIN_GAS | BASE | BASE | EAF_60 | none | BASE_PMR1b | IRP24_LOW | RES_MRGN_10 | BASE3
35 | S49 | copt |  |  | 0 |  |  | [2025, 2029]+list(range(2030,2051,5)) | W_P50 | SL_0 | 1 | redz_corridors_eia | copt |  | existing+tdp | VAR_HR | DELAYED_ESKOM_2035 |  |  | 70% | 150% | BASE_PMR1b |  | BASE | BASE | BASE | BASE_PMR1b |  | BASE_PMR1b |  | MOD_CNST | MTSAO_BQ | MOD_CNST | UNC | DIESEL_LNG | NO_MIN_GAS | BASE | BASE | EAF_60 | none | BASE_PMR1b | IRP24_LOW | RES_MRGN_10 | BASE3
35.7 | S50 | copt |  |  | 0 |  |  | [2025, 2029]+list(range(2030,2051,5)) | W_P50 | SL_0 | 1 | redz_corridors_eia | copt |  | existing+tdp | VAR_HR | DELAYED_ESKOM_2035 |  |  | 70% | 100% | BASE_PMR1b |  | BASE | BASE | BASE | BASE_PMR1b |  | BASE_PMR1b |  | MOD_CNST | MTSAO_BQ | MOD_CNST | UNC | DIESEL_LNG | NO_MIN_GAS | BASE | BASE | EAF_60 | none | BASE_PMR1b | IRP24_LOW | RES_MRGN_10 | BASE3
36.4 | S51 | copt |  |  | 0 |  |  | [2025, 2029]+list(range(2030,2051,5)) | W_P50 | SL_0 | 1 | redz_corridors_eia | copt |  | existing+tdp | VAR_HR | DELAYED_ESKOM_2035 |  |  | 70% | 50% | BASE_PMR1b |  | BASE | BASE | BASE | BASE_PMR1b |  | BASE_PMR1b |  | MOD_CNST | MTSAO_BQ | MOD_CNST | UNC | DIESEL_LNG | NO_MIN_GAS | BASE | BASE | EAF_60 | none | BASE_PMR1b | IRP24_LOW | RES_MRGN_10 | BASE3
37.1 | S52 | copt |  |  | 0 |  |  | [2025, 2029]+list(range(2030,2051,5)) | W_P50 | SL_0 | 1 | redz_corridors_eia | copt |  | existing+tdp | VAR_HR | DELAYED_ESKOM_2035 |  |  | 60% | 150% | BASE_PMR1b |  | BASE | BASE | BASE | BASE_PMR1b |  | BASE_PMR1b |  | MOD_CNST | MTSAO_BQ | MOD_CNST | UNC | DIESEL_LNG | NO_MIN_GAS | BASE | BASE | EAF_60 | none | BASE_PMR1b | IRP24_LOW | RES_MRGN_10 | BASE3
37.8 | S53 | copt |  |  | 0 |  |  | [2025, 2029]+list(range(2030,2051,5)) | W_P50 | SL_0 | 1 | redz_corridors_eia | copt |  | existing+tdp | VAR_HR | DELAYED_ESKOM_2035 |  |  | 60% | 100% | BASE_PMR1b |  | BASE | BASE | BASE | BASE_PMR1b |  | BASE_PMR1b |  | MOD_CNST | MTSAO_BQ | MOD_CNST | UNC | DIESEL_LNG | NO_MIN_GAS | BASE | BASE | EAF_60 | none | BASE_PMR1b | IRP24_LOW | RES_MRGN_10 | BASE3
38.5 | S54 | copt |  |  | 0 |  |  | [2025, 2029]+list(range(2030,2051,5)) | W_P50 | SL_0 | 1 | redz_corridors_eia | copt |  | existing+tdp | VAR_HR | DELAYED_ESKOM_2035 |  |  | 60% | 50% | BASE_PMR1b |  | BASE | BASE | BASE | BASE_PMR1b |  | BASE_PMR1b |  | MOD_CNST | MTSAO_BQ | MOD_CNST | UNC | DIESEL_LNG | NO_MIN_GAS | BASE | BASE | EAF_60 | none | BASE_PMR1b | IRP24_LOW | RES_MRGN_10 | BASE3
39.2 | S55 | copt |  |  | 0 |  |  | [2025, 2029]+list(range(2030,2051,5)) | W_P50 | SL_0 | 1 | redz_corridors_eia | copt |  | existing+tdp | VAR_HR | DELAYED_ESKOM_2035 |  |  | 50% | 150% | BASE_PMR1b |  | BASE | BASE | BASE | BASE_PMR1b |  | BASE_PMR1b |  | MOD_CNST | MTSAO_BQ | MOD_CNST | UNC | DIESEL_LNG | NO_MIN_GAS | BASE | BASE | EAF_60 | none | BASE_PMR1b | IRP24_LOW | RES_MRGN_10 | BASE3
39.9 | S56 | copt |  |  | 0 |  |  | [2025, 2029]+list(range(2030,2051,5)) | W_P50 | SL_0 | 1 | redz_corridors_eia | copt |  | existing+tdp | VAR_HR | DELAYED_ESKOM_2035 |  |  | 50% | 100% | BASE_PMR1b |  | BASE | BASE | BASE | BASE_PMR1b |  | BASE_PMR1b |  | MOD_CNST | MTSAO_BQ | MOD_CNST | UNC | DIESEL_LNG | NO_MIN_GAS | BASE | BASE | EAF_60 | none | BASE_PMR1b | IRP24_LOW | RES_MRGN_10 | BASE3
40.6 | S57 | copt |  |  | 0 |  |  | [2025, 2029]+list(range(2030,2051,5)) | W_P50 | SL_0 | 1 | redz_corridors_eia | copt |  | existing+tdp | VAR_HR | DELAYED_ESKOM_2035 |  |  | 50% | 50% | BASE_PMR1b |  | BASE | BASE | BASE | BASE_PMR1b |  | BASE_PMR1b |  | MOD_CNST | MTSAO_BQ | MOD_CNST | UNC | DIESEL_LNG | NO_MIN_GAS | BASE | BASE | EAF_60 | none | BASE_PMR1b | IRP24_LOW | RES_MRGN_10 | BASE3
41.3 | S58 | copt |  |  | 0 |  |  | [2025, 2029]+list(range(2030,2051,5)) | W_P50 | SL_0 | 1 | redz_corridors_eia | copt |  | existing+tdp | VAR_HR | DELAYED_ESKOM_2035 |  |  | 40% | 150% | BASE_PMR1b |  | BASE | BASE | BASE | BASE_PMR1b |  | BASE_PMR1b |  | MOD_CNST | MTSAO_BQ | MOD_CNST | UNC | DIESEL_LNG | NO_MIN_GAS | BASE | BASE | EAF_60 | none | BASE_PMR1b | IRP24_LOW | RES_MRGN_10 | BASE3
42 | S59 | copt |  |  | 0 |  |  | [2025, 2029]+list(range(2030,2051,5)) | W_P50 | SL_0 | 1 | redz_corridors_eia | copt |  | existing+tdp | VAR_HR | DELAYED_ESKOM_2035 |  |  | 40% | 100% | BASE_PMR1b |  | BASE | BASE | BASE | BASE_PMR1b |  | BASE_PMR1b |  | MOD_CNST | MTSAO_BQ | MOD_CNST | UNC | DIESEL_LNG | NO_MIN_GAS | BASE | BASE | EAF_60 | none | BASE_PMR1b | IRP24_LOW | RES_MRGN_10 | BASE3
42.7 | S60 | copt |  |  | 0 |  |  | [2025, 2029]+list(range(2030,2051,5)) | W_P50 | SL_0 | 1 | redz_corridors_eia | copt |  | existing+tdp | VAR_HR | DELAYED_ESKOM_2035 |  |  | 40% | 50% | BASE_PMR1b |  | BASE | BASE | BASE | BASE_PMR1b |  | BASE_PMR1b |  | MOD_CNST | MTSAO_BQ | MOD_CNST | UNC | DIESEL_LNG | NO_MIN_GAS | BASE | BASE | EAF_60 | none | BASE_PMR1b | IRP24_LOW | RES_MRGN_10 | BASE3
43.4 | S61 | copt |  |  | 0 |  |  | [2025, 2029]+list(range(2030,2051,5)) | W_P50 | SL_1 | 1 | redz_corridors_eia | copt |  | existing+tdp | VAR_HR | DELAYED_ESKOM_2035 |  |  | 70% | 150% | BASE_PMR1b |  | BASE | BASE | BASE | BASE_PMR1b |  | BASE_PMR1b |  | MOD_CNST | MTSAO_BQ | MOD_CNST | UNC | DIESEL_LNG | NO_MIN_GAS | BASE | BASE | EAF_60 | none | BASE_PMR1b | IRP24_LOW | RES_MRGN_10 | BASE3
44.1 | S62 | copt |  |  | 0 |  |  | [2025, 2029]+list(range(2030,2051,5)) | W_P50 | SL_1 | 1 | redz_corridors_eia | copt |  | existing+tdp | VAR_HR | DELAYED_ESKOM_2035 |  |  | 70% | 100% | BASE_PMR1b |  | BASE | BASE | BASE | BASE_PMR1b |  | BASE_PMR1b |  | MOD_CNST | MTSAO_BQ | MOD_CNST | UNC | DIESEL_LNG | NO_MIN_GAS | BASE | BASE | EAF_60 | none | BASE_PMR1b | IRP24_LOW | RES_MRGN_10 | BASE3
44.8 | S63 | copt |  |  | 0 |  |  | [2025, 2029]+list(range(2030,2051,5)) | W_P50 | SL_1 | 1 | redz_corridors_eia | copt |  | existing+tdp | VAR_HR | DELAYED_ESKOM_2035 |  |  | 70% | 50% | BASE_PMR1b |  | BASE | BASE | BASE | BASE_PMR1b |  | BASE_PMR1b |  | MOD_CNST | MTSAO_BQ | MOD_CNST | UNC | DIESEL_LNG | NO_MIN_GAS | BASE | BASE | EAF_60 | none | BASE_PMR1b | IRP24_LOW | RES_MRGN_10 | BASE3
45.5 | S64 | copt |  |  | 0 |  |  | [2025, 2029]+list(range(2030,2051,5)) | W_P50 | SL_1 | 1 | redz_corridors_eia | copt |  | existing+tdp | VAR_HR | DELAYED_ESKOM_2035 |  |  | 60% | 150% | BASE_PMR1b |  | BASE | BASE | BASE | BASE_PMR1b |  | BASE_PMR1b |  | MOD_CNST | MTSAO_BQ | MOD_CNST | UNC | DIESEL_LNG | NO_MIN_GAS | BASE | BASE | EAF_60 | none | BASE_PMR1b | IRP24_LOW | RES_MRGN_10 | BASE3
46.2 | S65 | copt |  |  | 0 |  |  | [2025, 2029]+list(range(2030,2051,5)) | W_P50 | SL_1 | 1 | redz_corridors_eia | copt |  | existing+tdp | VAR_HR | DELAYED_ESKOM_2035 |  |  | 60% | 100% | BASE_PMR1b |  | BASE | BASE | BASE | BASE_PMR1b |  | BASE_PMR1b |  | MOD_CNST | MTSAO_BQ | MOD_CNST | UNC | DIESEL_LNG | NO_MIN_GAS | BASE | BASE | EAF_60 | none | BASE_PMR1b | IRP24_LOW | RES_MRGN_10 | BASE3
46.9 | S66 | copt |  |  | 0 |  |  | [2025, 2029]+list(range(2030,2051,5)) | W_P50 | SL_1 | 1 | redz_corridors_eia | copt |  | existing+tdp | VAR_HR | DELAYED_ESKOM_2035 |  |  | 60% | 50% | BASE_PMR1b |  | BASE | BASE | BASE | BASE_PMR1b |  | BASE_PMR1b |  | MOD_CNST | MTSAO_BQ | MOD_CNST | UNC | DIESEL_LNG | NO_MIN_GAS | BASE | BASE | EAF_60 | none | BASE_PMR1b | IRP24_LOW | RES_MRGN_10 | BASE3
47.6 | S67 | copt |  |  | 0 |  |  | [2025, 2029]+list(range(2030,2051,5)) | W_P50 | SL_1 | 1 | redz_corridors_eia | copt |  | existing+tdp | VAR_HR | DELAYED_ESKOM_2035 |  |  | 50% | 150% | BASE_PMR1b |  | BASE | BASE | BASE | BASE_PMR1b |  | BASE_PMR1b |  | MOD_CNST | MTSAO_BQ | MOD_CNST | UNC | DIESEL_LNG | NO_MIN_GAS | BASE | BASE | EAF_60 | none | BASE_PMR1b | IRP24_LOW | RES_MRGN_10 | BASE3
48.3 | S68 | copt |  |  | 0 |  |  | [2025, 2029]+list(range(2030,2051,5)) | W_P50 | SL_1 | 1 | redz_corridors_eia | copt |  | existing+tdp | VAR_HR | DELAYED_ESKOM_2035 |  |  | 50% | 100% | BASE_PMR1b |  | BASE | BASE | BASE | BASE_PMR1b |  | BASE_PMR1b |  | MOD_CNST | MTSAO_BQ | MOD_CNST | UNC | DIESEL_LNG | NO_MIN_GAS | BASE | BASE | EAF_60 | none | BASE_PMR1b | IRP24_LOW | RES_MRGN_10 | BASE3
49 | S69 | copt |  |  | 0 |  |  | [2025, 2029]+list(range(2030,2051,5)) | W_P50 | SL_1 | 1 | redz_corridors_eia | copt |  | existing+tdp | VAR_HR | DELAYED_ESKOM_2035 |  |  | 50% | 50% | BASE_PMR1b |  | BASE | BASE | BASE | BASE_PMR1b |  | BASE_PMR1b |  | MOD_CNST | MTSAO_BQ | MOD_CNST | UNC | DIESEL_LNG | NO_MIN_GAS | BASE | BASE | EAF_60 | none | BASE_PMR1b | IRP24_LOW | RES_MRGN_10 | BASE3
49.7 | S70 | copt |  |  | 0 |  |  | [2025, 2029]+list(range(2030,2051,5)) | W_P50 | SL_1 | 1 | redz_corridors_eia | copt |  | existing+tdp | VAR_HR | DELAYED_ESKOM_2035 |  |  | 40% | 150% | BASE_PMR1b |  | BASE | BASE | BASE | BASE_PMR1b |  | BASE_PMR1b |  | MOD_CNST | MTSAO_BQ | MOD_CNST | UNC | DIESEL_LNG | NO_MIN_GAS | BASE | BASE | EAF_60 | none | BASE_PMR1b | IRP24_LOW | RES_MRGN_10 | BASE3
50.4 | S71 | copt |  |  | 0 |  |  | [2025, 2029]+list(range(2030,2051,5)) | W_P50 | SL_1 | 1 | redz_corridors_eia | copt |  | existing+tdp | VAR_HR | DELAYED_ESKOM_2035 |  |  | 40% | 100% | BASE_PMR1b |  | BASE | BASE | BASE | BASE_PMR1b |  | BASE_PMR1b |  | MOD_CNST | MTSAO_BQ | MOD_CNST | UNC | DIESEL_LNG | NO_MIN_GAS | BASE | BASE | EAF_60 | none | BASE_PMR1b | IRP24_LOW | RES_MRGN_10 | BASE3
51.1 | S72 | copt |  |  | 0 |  |  | [2025, 2029]+list(range(2030,2051,5)) | W_P50 | SL_1 | 1 | redz_corridors_eia | copt |  | existing+tdp | VAR_HR | DELAYED_ESKOM_2035 |  |  | 40% | 50% | BASE_PMR1b |  | BASE | BASE | BASE | BASE_PMR1b |  | BASE_PMR1b |  | MOD_CNST | MTSAO_BQ | MOD_CNST | UNC | DIESEL_LNG | NO_MIN_GAS | BASE | BASE | EAF_60 | none | BASE_PMR1b | IRP24_LOW | RES_MRGN_10 | BASE3
51.8 | S73 | copt |  |  | 0 |  |  | [2025, 2029]+list(range(2030,2051,5)) | W_P50 | SL_6 | 1 | redz_corridors_eia | copt |  | existing+tdp | VAR_HR | DELAYED_ESKOM_2035 |  |  | 70% | 150% | BASE_PMR1b |  | BASE | BASE | BASE | BASE_PMR1b |  | BASE_PMR1b |  | MOD_CNST | MTSAO_BQ | MOD_CNST | UNC | DIESEL_LNG | NO_MIN_GAS | BASE | BASE | EAF_60 | none | BASE_PMR1b | IRP24_LOW | RES_MRGN_10 | BASE3
52.5 | S74 | copt |  |  | 0 |  |  | [2025, 2029]+list(range(2030,2051,5)) | W_P50 | SL_6 | 1 | redz_corridors_eia | copt |  | existing+tdp | VAR_HR | DELAYED_ESKOM_2035 |  |  | 70% | 100% | BASE_PMR1b |  | BASE | BASE | BASE | BASE_PMR1b |  | BASE_PMR1b |  | MOD_CNST | MTSAO_BQ | MOD_CNST | UNC | DIESEL_LNG | NO_MIN_GAS | BASE | BASE | EAF_60 | none | BASE_PMR1b | IRP24_LOW | RES_MRGN_10 | BASE3
53.2 | S75 | copt |  |  | 0 |  |  | [2025, 2029]+list(range(2030,2051,5)) | W_P50 | SL_6 | 1 | redz_corridors_eia | copt |  | existing+tdp | VAR_HR | DELAYED_ESKOM_2035 |  |  | 70% | 50% | BASE_PMR1b |  | BASE | BASE | BASE | BASE_PMR1b |  | BASE_PMR1b |  | MOD_CNST | MTSAO_BQ | MOD_CNST | UNC | DIESEL_LNG | NO_MIN_GAS | BASE | BASE | EAF_60 | none | BASE_PMR1b | IRP24_LOW | RES_MRGN_10 | BASE3
53.9 | S76 | copt |  |  | 0 |  |  | [2025, 2029]+list(range(2030,2051,5)) | W_P50 | SL_6 | 1 | redz_corridors_eia | copt |  | existing+tdp | VAR_HR | DELAYED_ESKOM_2035 |  |  | 60% | 150% | BASE_PMR1b |  | BASE | BASE | BASE | BASE_PMR1b |  | BASE_PMR1b |  | MOD_CNST | MTSAO_BQ | MOD_CNST | UNC | DIESEL_LNG | NO_MIN_GAS | BASE | BASE | EAF_60 | none | BASE_PMR1b | IRP24_LOW | RES_MRGN_10 | BASE3
54.6 | S77 | copt |  |  | 0 |  |  | [2025, 2029]+list(range(2030,2051,5)) | W_P50 | SL_6 | 1 | redz_corridors_eia | copt |  | existing+tdp | VAR_HR | DELAYED_ESKOM_2035 |  |  | 60% | 100% | BASE_PMR1b |  | BASE | BASE | BASE | BASE_PMR1b |  | BASE_PMR1b |  | MOD_CNST | MTSAO_BQ | MOD_CNST | UNC | DIESEL_LNG | NO_MIN_GAS | BASE | BASE | EAF_60 | none | BASE_PMR1b | IRP24_LOW | RES_MRGN_10 | BASE3
55.3 | S78 | copt |  |  | 0 |  |  | [2025, 2029]+list(range(2030,2051,5)) | W_P50 | SL_6 | 1 | redz_corridors_eia | copt |  | existing+tdp | VAR_HR | DELAYED_ESKOM_2035 |  |  | 60% | 50% | BASE_PMR1b |  | BASE | BASE | BASE | BASE_PMR1b |  | BASE_PMR1b |  | MOD_CNST | MTSAO_BQ | MOD_CNST | UNC | DIESEL_LNG | NO_MIN_GAS | BASE | BASE | EAF_60 | none | BASE_PMR1b | IRP24_LOW | RES_MRGN_10 | BASE3
56 | S79 | highs |  |  | 0 |  |  | [2025, 2029]+list(range(2030,2051,5)) | W_P50 | SL_6 | 1 | redz_corridors_eia | copt |  | existing+tdp | VAR_HR | DELAYED_ESKOM_2035 |  |  | 50% | 150% | BASE_PMR1b |  | BASE | BASE | BASE | BASE_PMR1b |  | BASE_PMR1b |  | MOD_CNST | MTSAO_BQ | MOD_CNST | UNC | DIESEL_LNG | NO_MIN_GAS | BASE | BASE | EAF_60 | none | BASE_PMR1b | IRP24_LOW | RES_MRGN_10 | BASE3
56.7 | S80 | copt |  |  | 0 |  |  | [2025, 2029]+list(range(2030,2051,5)) | W_P50 | SL_6 | 1 | redz_corridors_eia | copt |  | existing+tdp | VAR_HR | DELAYED_ESKOM_2035 |  |  | 50% | 100% | BASE_PMR1b |  | BASE | BASE | BASE | BASE_PMR1b |  | BASE_PMR1b |  | MOD_CNST | MTSAO_BQ | MOD_CNST | UNC | DIESEL_LNG | NO_MIN_GAS | BASE | BASE | EAF_60 | none | BASE_PMR1b | IRP24_LOW | RES_MRGN_10 | BASE3
57.4 | S81 | copt |  |  | 0 |  |  | [2025, 2029]+list(range(2030,2051,5)) | W_P50 | SL_6 | 1 | redz_corridors_eia | copt |  | existing+tdp | VAR_HR | DELAYED_ESKOM_2035 |  |  | 50% | 50% | BASE_PMR1b |  | BASE | BASE | BASE | BASE_PMR1b |  | BASE_PMR1b |  | MOD_CNST | MTSAO_BQ | MOD_CNST | UNC | DIESEL_LNG | NO_MIN_GAS | BASE | BASE | EAF_60 | none | BASE_PMR1b | IRP24_LOW | RES_MRGN_10 | BASE3
58.1 | S82 | copt |  |  | 0 |  |  | [2025, 2029]+list(range(2030,2051,5)) | W_P50 | SL_6 | 1 | redz_corridors_eia | copt |  | existing+tdp | VAR_HR | DELAYED_ESKOM_2035 |  |  | 40% | 150% | BASE_PMR1b |  | BASE | BASE | BASE | BASE_PMR1b |  | BASE_PMR1b |  | MOD_CNST | MTSAO_BQ | MOD_CNST | UNC | DIESEL_LNG | NO_MIN_GAS | BASE | BASE | EAF_60 | none | BASE_PMR1b | IRP24_LOW | RES_MRGN_10 | BASE3
58.8 | S83 | copt |  |  | 0 |  |  | [2025, 2029]+list(range(2030,2051,5)) | W_P50 | SL_6 | 1 | redz_corridors_eia | copt |  | existing+tdp | VAR_HR | DELAYED_ESKOM_2035 |  |  | 40% | 100% | BASE_PMR1b |  | BASE | BASE | BASE | BASE_PMR1b |  | BASE_PMR1b |  | MOD_CNST | MTSAO_BQ | MOD_CNST | UNC | DIESEL_LNG | NO_MIN_GAS | BASE | BASE | EAF_60 | none | BASE_PMR1b | IRP24_LOW | RES_MRGN_10 | BASE3
59.5 | S84 | copt |  |  | 0 |  |  | [2025, 2029]+list(range(2030,2051,5)) | W_P50 | SL_6 | 1 | redz_corridors_eia | copt |  | existing+tdp | VAR_HR | DELAYED_ESKOM_2035 |  |  | 40% | 50% | BASE_PMR1b |  | BASE | BASE | BASE | BASE_PMR1b |  | BASE_PMR1b |  | MOD_CNST | MTSAO_BQ | MOD_CNST | UNC | DIESEL_LNG | NO_MIN_GAS | BASE | BASE | EAF_60 | none | BASE_PMR1b | IRP24_LOW | RES_MRGN_10 | BASE3
60.2 | S85 | copt |  |  | 0 |  |  | [2025, 2029]+list(range(2030,2051,5)) | W_P50 | SL_12 | 1 | redz_corridors_eia | copt |  | existing+tdp | VAR_HR | DELAYED_ESKOM_2035 |  |  | 70% | 150% | BASE_PMR1b |  | BASE | BASE | BASE | BASE_PMR1b |  | BASE_PMR1b |  | MOD_CNST | MTSAO_BQ | MOD_CNST | UNC | DIESEL_LNG | NO_MIN_GAS | BASE | BASE | EAF_60 | none | BASE_PMR1b | IRP24_LOW | RES_MRGN_10 | BASE3
60.9 | S86 | copt |  |  | 0 |  |  | [2025, 2029]+list(range(2030,2051,5)) | W_P50 | SL_12 | 1 | redz_corridors_eia | copt |  | existing+tdp | VAR_HR | DELAYED_ESKOM_2035 |  |  | 70% | 100% | BASE_PMR1b |  | BASE | BASE | BASE | BASE_PMR1b |  | BASE_PMR1b |  | MOD_CNST | MTSAO_BQ | MOD_CNST | UNC | DIESEL_LNG | NO_MIN_GAS | BASE | BASE | EAF_60 | none | BASE_PMR1b | IRP24_LOW | RES_MRGN_10 | BASE3
61.6 | S87 | copt |  |  | 0 |  |  | [2025, 2029]+list(range(2030,2051,5)) | W_P50 | SL_12 | 1 | redz_corridors_eia | copt |  | existing+tdp | VAR_HR | DELAYED_ESKOM_2035 |  |  | 70% | 50% | BASE_PMR1b |  | BASE | BASE | BASE | BASE_PMR1b |  | BASE_PMR1b |  | MOD_CNST | MTSAO_BQ | MOD_CNST | UNC | DIESEL_LNG | NO_MIN_GAS | BASE | BASE | EAF_60 | none | BASE_PMR1b | IRP24_LOW | RES_MRGN_10 | BASE3
62.3 | S88 | copt |  |  | 0 |  |  | [2025, 2029]+list(range(2030,2051,5)) | W_P50 | SL_12 | 1 | redz_corridors_eia | copt |  | existing+tdp | VAR_HR | DELAYED_ESKOM_2035 |  |  | 60% | 150% | BASE_PMR1b |  | BASE | BASE | BASE | BASE_PMR1b |  | BASE_PMR1b |  | MOD_CNST | MTSAO_BQ | MOD_CNST | UNC | DIESEL_LNG | NO_MIN_GAS | BASE | BASE | EAF_60 | none | BASE_PMR1b | IRP24_LOW | RES_MRGN_10 | BASE3
63 | S89 | copt |  |  | 0 |  |  | [2025, 2029]+list(range(2030,2051,5)) | W_P50 | SL_12 | 1 | redz_corridors_eia | copt |  | existing+tdp | VAR_HR | DELAYED_ESKOM_2035 |  |  | 60% | 100% | BASE_PMR1b |  | BASE | BASE | BASE | BASE_PMR1b |  | BASE_PMR1b |  | MOD_CNST | MTSAO_BQ | MOD_CNST | UNC | DIESEL_LNG | NO_MIN_GAS | BASE | BASE | EAF_60 | none | BASE_PMR1b | IRP24_LOW | RES_MRGN_10 | BASE3
63.7 | S90 | copt |  |  | 0 |  |  | [2025, 2029]+list(range(2030,2051,5)) | W_P50 | SL_12 | 1 | redz_corridors_eia | copt |  | existing+tdp | VAR_HR | DELAYED_ESKOM_2035 |  |  | 60% | 50% | BASE_PMR1b |  | BASE | BASE | BASE | BASE_PMR1b |  | BASE_PMR1b |  | MOD_CNST | MTSAO_BQ | MOD_CNST | UNC | DIESEL_LNG | NO_MIN_GAS | BASE | BASE | EAF_60 | none | BASE_PMR1b | IRP24_LOW | RES_MRGN_10 | BASE3
64.4 | S91 | copt |  |  | 0 |  |  | [2025, 2029]+list(range(2030,2051,5)) | W_P50 | SL_12 | 1 | redz_corridors_eia | copt |  | existing+tdp | VAR_HR | DELAYED_ESKOM_2035 |  |  | 50% | 150% | BASE_PMR1b |  | BASE | BASE | BASE | BASE_PMR1b |  | BASE_PMR1b |  | MOD_CNST | MTSAO_BQ | MOD_CNST | UNC | DIESEL_LNG | NO_MIN_GAS | BASE | BASE | EAF_60 | none | BASE_PMR1b | IRP24_LOW | RES_MRGN_10 | BASE3
65.1 | S92 | copt |  |  | 0 |  |  | [2025, 2029]+list(range(2030,2051,5)) | W_P50 | SL_12 | 1 | redz_corridors_eia | copt |  | existing+tdp | VAR_HR | DELAYED_ESKOM_2035 |  |  | 50% | 100% | BASE_PMR1b |  | BASE | BASE | BASE | BASE_PMR1b |  | BASE_PMR1b |  | MOD_CNST | MTSAO_BQ | MOD_CNST | UNC | DIESEL_LNG | NO_MIN_GAS | BASE | BASE | EAF_60 | none | BASE_PMR1b | IRP24_LOW | RES_MRGN_10 | BASE3
65.8 | S93 | copt |  |  | 0 |  |  | [2025, 2029]+list(range(2030,2051,5)) | W_P50 | SL_12 | 1 | redz_corridors_eia | copt |  | existing+tdp | VAR_HR | DELAYED_ESKOM_2035 |  |  | 50% | 50% | BASE_PMR1b |  | BASE | BASE | BASE | BASE_PMR1b |  | BASE_PMR1b |  | MOD_CNST | MTSAO_BQ | MOD_CNST | UNC | DIESEL_LNG | NO_MIN_GAS | BASE | BASE | EAF_60 | none | BASE_PMR1b | IRP24_LOW | RES_MRGN_10 | BASE3
66.5 | S94 | copt |  |  | 0 |  |  | [2025, 2029]+list(range(2030,2051,5)) | W_P50 | SL_12 | 1 | redz_corridors_eia | copt |  | existing+tdp | VAR_HR | DELAYED_ESKOM_2035 |  |  | 40% | 150% | BASE_PMR1b |  | BASE | BASE | BASE | BASE_PMR1b |  | BASE_PMR1b |  | MOD_CNST | MTSAO_BQ | MOD_CNST | UNC | DIESEL_LNG | NO_MIN_GAS | BASE | BASE | EAF_60 | none | BASE_PMR1b | IRP24_LOW | RES_MRGN_10 | BASE3
67.2 | S95 | copt |  |  | 0 |  |  | [2025, 2029]+list(range(2030,2051,5)) | W_P50 | SL_12 | 1 | redz_corridors_eia | copt |  | existing+tdp | VAR_HR | DELAYED_ESKOM_2035 |  |  | 40% | 100% | BASE_PMR1b |  | BASE | BASE | BASE | BASE_PMR1b |  | BASE_PMR1b |  | MOD_CNST | MTSAO_BQ | MOD_CNST | UNC | DIESEL_LNG | NO_MIN_GAS | BASE | BASE | EAF_60 | none | BASE_PMR1b | IRP24_LOW | RES_MRGN_10 | BASE3
67.9 | S96 | copt |  |  | 0 |  |  | [2025, 2029]+list(range(2030,2051,5)) | W_P50 | SL_12 | 1 | redz_corridors_eia | copt |  | existing+tdp | VAR_HR | DELAYED_ESKOM_2035 |  |  | 40% | 50% | BASE_PMR1b |  | BASE | BASE | BASE | BASE_PMR1b |  | BASE_PMR1b |  | MOD_CNST | MTSAO_BQ | MOD_CNST | UNC | DIESEL_LNG | NO_MIN_GAS | BASE | BASE | EAF_60 | none | BASE_PMR1b | IRP24_LOW | RES_MRGN_10 | BASE3
68.6 | T1 | copt |  |  | 0 |  |  | [2025, 2029]+list(range(2030,2051,5)) | W_P50 | SL_0 | 1 | redz_corridors_eia | copt | LC | existing+tdp | VAR_HR | DELAYED_ESKOM_2035 |  |  | 70% | 50% | BASE_PMR1b | FS_2045 | BASE | BASE | BASE | BASE_PMR1b |  | BASE_PMR1b | FS_2045 | MOD_CNST | MTSAO_BQ | MOD_CNST | UNC | DIESEL_LNG | NO_MIN_GAS | BASE | BASE | EAF_60 | none | BASE_PMR1b | ME_LOW | RES_MRGN_10 | BASE3
69.3 | T2 | copt |  |  | 0 |  |  | [2025, 2029]+list(range(2030,2051,5)) | W_P50 | SL_12 | 1 | redz_corridors_eia | copt |  | existing+tdp | VAR_HR | DELAYED_ESKOM_2035 |  |  | 40% | 150% | BASE_PMR1b |  | BASE | BASE | BASE | BASE_PMR1b |  | BASE_PMR1b |  | MOD_CNST | MTSAO_BQ | MOD_CNST | UNC | DIESEL_LNG | NO_MIN_GAS | BASE | BASE | EAF_60 | none | BASE_PMR1b | ME_LOW | RES_MRGN_10 | BASE3
70 | T3 | copt |  |  | 0 |  |  | [2025, 2029]+list(range(2030,2051,5)) | W_P50 | SL_0 | 1 | redz_corridors_eia | copt | LC | existing+tdp | VAR_HR | DELAYED_ESKOM_2035 |  |  | 70% | 50% | BASE_PMR1b | FS_2045 | BASE | BASE | BASE | BASE_PMR1b |  | BASE_PMR1b | FS_2045 | MOD_CNST | MTSAO_BQ | MOD_CNST | UNC | DIESEL_LNG | NO_MIN_GAS | BASE | BASE | EAF_60 | none | BASE_PMR1b | IRP24_MOD | RES_MRGN_10 | BASE3
70.7 | T4 | copt |  |  | 0 |  |  | [2025, 2029]+list(range(2030,2051,5)) | W_P50 | SL_12 | 1 | redz_corridors_eia | copt |  | existing+tdp | VAR_HR | DELAYED_ESKOM_2035 |  |  | 40% | 150% | BASE_PMR1b |  | BASE | BASE | BASE | BASE_PMR1b |  | BASE_PMR1b |  | MOD_CNST | MTSAO_BQ | MOD_CNST | UNC | DIESEL_LNG | NO_MIN_GAS | BASE | BASE | EAF_60 | none | BASE_PMR1b | IRP24_MOD | RES_MRGN_10 | BASE3
71.4 | T5 | copt |  |  | 0 |  |  | [2025, 2029]+list(range(2030,2051,5)) | W_P50 | SL_0 | 1 | redz_corridors_eia | copt |  | existing+tdp | VAR_HR | DELAYED_ESKOM_2035 |  |  | 70% | 150% | BASE_PMR1b |  | BASE | BASE | BASE | BASE_PMR1b |  | BASE_PMR1b |  | MOD_CNST | MTSAO_BQ | MOD_CNST | UNC | DIESEL_LNG | NO_MIN_GAS | BASE | BASE | EAF_50 | none | BASE_PMR1b | IRP24_LOW | RES_MRGN_10 | BASE3
72.1 | T6 | copt |  |  | 0 |  |  | [2025, 2029]+list(range(2030,2051,5)) | W_P50 | SL_12 | 1 | redz_corridors_eia | copt |  | existing+tdp | VAR_HR | DELAYED_ESKOM_2035 |  |  | 40% | 150% | BASE_PMR1b |  | BASE | BASE | BASE | BASE_PMR1b |  | BASE_PMR1b |  | MOD_CNST | MTSAO_BQ | MOD_CNST | UNC | DIESEL_LNG | NO_MIN_GAS | BASE | BASE | EAF_50 | none | BASE_PMR1b | IRP24_LOW | RES_MRGN_10 | BASE3
72.8 | T7 | copt |  |  | 0 |  |  | [2025, 2029]+list(range(2030,2051,5)) | W_P50 | SL_0 | 1 | redz_corridors_eia | copt |  | existing+tdp | VAR_HR | DELAYED_ESKOM_2035 |  |  | 70% | 50% | BASE_PMR1b |  | BASE | BASE | BASE | BASE_PMR1b |  | BASE_PMR1b |  | MOD_CNST | MTSAO_BQ | MOD_CNST | UNC | DIESEL_LNG | NO_MIN_GAS | BASE | BASE | EAF_65 | none | BASE_PMR1b | IRP24_LOW | RES_MRGN_10 | BASE3
73.5 | T8 | copt |  |  | 0 |  |  | [2025, 2029]+list(range(2030,2051,5)) | W_P50 | SL_12 | 1 | redz_corridors_eia | copt |  | existing+tdp | VAR_HR | DELAYED_ESKOM_2035 |  |  | 40% | 150% | BASE_PMR1b |  | BASE | BASE | BASE | BASE_PMR1b |  | BASE_PMR1b |  | MOD_CNST | MTSAO_BQ | MOD_CNST | UNC | DIESEL_LNG | NO_MIN_GAS | BASE | BASE | EAF_65 | none | BASE_PMR1b | IRP24_LOW | RES_MRGN_10 | BASE3
74.2 | T9 | copt |  |  | 0 |  |  | [2025, 2029]+list(range(2030,2051,5)) | W_P50 | SL_0 | 1 | redz_corridors_eia | copt |  | existing+tdp | VAR_HR | DELAYED_ESKOM_2035 |  |  | 70% | 50% | LOW_PMR1b |  | BASE | BASE | BASE | BASE_PMR1b |  | LOW_PMR1b |  | MOD_CNST | MTSAO_BQ | MOD_CNST | UNC | DIESEL_LNG | NO_MIN_GAS | BASE | BASE | EAF_60 | none | BASE_PMR1b | IRP24_LOW | RES_MRGN_10 | BASE3
74.9 | T10 | copt |  |  | 0 |  |  | [2025, 2029]+list(range(2030,2051,5)) | W_P50 | SL_12 | 1 | redz_corridors_eia | copt |  | existing+tdp | VAR_HR | DELAYED_ESKOM_2035 |  |  | 40% | 150% | LOW_PMR1b |  | BASE | BASE | BASE | BASE_PMR1b |  | LOW_PMR1b |  | MOD_CNST | MTSAO_BQ | MOD_CNST | UNC | DIESEL_LNG | NO_MIN_GAS | BASE | BASE | EAF_60 | none | BASE_PMR1b | IRP24_LOW | RES_MRGN_10 | BASE3
75.6 | T11 | copt |  |  | 0 |  |  | [2025, 2029]+list(range(2030,2051,5)) | W_P50 | SL_0 | 1 | redz_corridors_eia | copt |  | existing+tdp | VAR_HR | DELAYED_ESKOM_2035 |  |  | 70% | 50% | HIGH_PMR1b |  | BASE | BASE | BASE | BASE_PMR1b |  | HIGH_PMR1b |  | MOD_CNST | MTSAO_BQ | MOD_CNST | UNC | DIESEL_LNG | NO_MIN_GAS | BASE | BASE | EAF_60 | none | BASE_PMR1b | IRP24_LOW | RES_MRGN_10 | BASE3
76.3 | T12 | copt |  |  | 0 |  |  | [2025, 2029]+list(range(2030,2051,5)) | W_P50 | SL_12 | 1 | redz_corridors_eia | copt |  | existing+tdp | VAR_HR | DELAYED_ESKOM_2035 |  |  | 40% | 150% | HIGH_PMR1b |  | BASE | BASE | BASE | BASE_PMR1b |  | HIGH_PMR1b |  | MOD_CNST | MTSAO_BQ | MOD_CNST | UNC | DIESEL_LNG | NO_MIN_GAS | BASE | BASE | EAF_60 | none | BASE_PMR1b | IRP24_LOW | RES_MRGN_10 | BASE3
77 | T13 | copt |  |  | 0 |  |  | [2025, 2029]+list(range(2030,2051,5)) | W_P50 | SL_0 | 1 | redz_corridors_eia | copt |  | existing+tdp | VAR_HR | DELAYED_ESKOM_2035 |  |  | 70% | 50% | BASE_PMR1b |  | BASE | BASE | BASE | LOW_CFLEX |  | BASE_PMR1b |  | MOD_CNST | MTSAO_BQ | MOD_CNST | UNC | DIESEL_LNG | NO_MIN_GAS | BASE | BASE | EAF_60 | none | BASE_PMR1b | IRP24_LOW | RES_MRGN_10 | BASE3
77.7 | T14 | copt |  |  | 0 |  |  | [2025, 2029]+list(range(2030,2051,5)) | W_P50 | SL_12 | 1 | redz_corridors_eia | copt |  | existing+tdp | VAR_HR | DELAYED_ESKOM_2035 |  |  | 40% | 150% | BASE_PMR1b |  | BASE | BASE | BASE | LOW_CFLEX |  | BASE_PMR1b |  | MOD_CNST | MTSAO_BQ | MOD_CNST | UNC | DIESEL_LNG | NO_MIN_GAS | BASE | BASE | EAF_60 | none | BASE_PMR1b | IRP24_LOW | RES_MRGN_10 | BASE3
78.4 | T15 | copt |  |  | 0 |  |  | [2025, 2029]+list(range(2030,2051,5)) | W_P50 | SL_0 | 1 | redz_corridors_eia | copt |  | existing+tdp | VAR_HR | DELAYED_ESKOM_2035 |  |  | 70% | 50% | BASE_PMR1b |  | BASE | BASE | BASE | HIGH_CFLEX |  | BASE_PMR1b |  | MOD_CNST | MTSAO_BQ | MOD_CNST | UNC | DIESEL_LNG | NO_MIN_GAS | BASE | BASE | EAF_60 | none | BASE_PMR1b | IRP24_LOW | RES_MRGN_10 | BASE3
79.1 | T16 | copt |  |  | 0 |  |  | [2025, 2029]+list(range(2030,2051,5)) | W_P50 | SL_12 | 1 | redz_corridors_eia | copt |  | existing+tdp | VAR_HR | DELAYED_ESKOM_2035 |  |  | 40% | 150% | BASE_PMR1b |  | BASE | BASE | BASE | HIGH_CFLEX |  | BASE_PMR1b |  | MOD_CNST | MTSAO_BQ | MOD_CNST | UNC | DIESEL_LNG | NO_MIN_GAS | BASE | BASE | EAF_60 | none | BASE_PMR1b | IRP24_LOW | RES_MRGN_10 | BASE3
79.8 | T17 | copt |  |  | 0 |  |  | [2025, 2029]+list(range(2030,2051,5)) | W_P50 | SL_0 | 1 | redz_corridors_eia | copt | LC | existing+tdp | VAR_HR | DELAYED_ESKOM_2035 |  |  | 70% | 50% | BASE_PMR1b | FS_2045 | BASE | BASE | BASE | BASE_PMR1b |  | BASE_PMR1b | FS_2045 | MOD_CNST | MTSAO_BQ | MOD_CNST | UNC | DIESEL_LNG | NO_MIN_GAS | BASE | BASE | EAF_60 | none | LOW_PMR1b | IRP24_LOW | RES_MRGN_10 | BASE3
80.5 | T18 | copt |  |  | 0 |  |  | [2025, 2029]+list(range(2030,2051,5)) | W_P50 | SL_12 | 1 | redz_corridors_eia | copt | LC | existing+tdp | VAR_HR | DELAYED_ESKOM_2035 |  |  | 40% | 150% | BASE_PMR1b | FS_2045 | BASE | BASE | BASE | BASE_PMR1b |  | BASE_PMR1b | FS_2045 | MOD_CNST | MTSAO_BQ | MOD_CNST | UNC | DIESEL_LNG | NO_MIN_GAS | BASE | BASE | EAF_60 | none | LOW_PMR1b | IRP24_LOW | RES_MRGN_10 | BASE3
81.2 | T19 | copt |  |  | 0 |  |  | [2025, 2029]+list(range(2030,2051,5)) | W_P50 | SL_0 | 1 | redz_corridors_eia | copt | LC | existing+tdp | VAR_HR | DELAYED_ESKOM_2035 |  |  | 70% | 50% | BASE_PMR1b | FS_2045 | BASE | BASE | BASE | BASE_PMR1b |  | BASE_PMR1b | FS_2045 | MOD_CNST | MTSAO_BQ | MOD_CNST | UNC | DIESEL_LNG | NO_MIN_GAS | BASE | BASE | EAF_60 | none | HIGH_PMR1b | IRP24_LOW | RES_MRGN_10 | BASE3
81.9 | T20 | copt |  |  | 0 |  |  | [2025, 2029]+list(range(2030,2051,5)) | W_P50 | SL_12 | 1 | redz_corridors_eia | copt | LC | existing+tdp | VAR_HR | DELAYED_ESKOM_2035 |  |  | 40% | 150% | BASE_PMR1b | FS_2045 | BASE | BASE | BASE | BASE_PMR1b |  | BASE_PMR1b | FS_2045 | MOD_CNST | MTSAO_BQ | MOD_CNST | UNC | DIESEL_LNG | NO_MIN_GAS | BASE | BASE | EAF_60 | none | HIGH_PMR1b | IRP24_LOW | RES_MRGN_10 | BASE3
82.6 | T21 | copt |  |  | 0 |  |  | [2025, 2029]+list(range(2030,2051,5)) | W_P50 | SL_0 | 1 | redz_corridors_eia | copt | LC | existing+tdp | VAR_HR | DELAYED_ESKOM_2035 |  |  | 70% | 50% | HIGH_PMR1b | FS_2045 | BASE | BASE | BASE | HIGH_CFLEX |  | HIGH_PMR1b | FS_2045 | MOD_CNST | MTSAO_BQ | MOD_CNST | UNC | DIESEL_LNG | NO_MIN_GAS | BASE | BASE | EAF_50 | none | LOW_PMR1b | ME_LOW | RES_MRGN_10 | BASE3
83.3 | T22 | copt |  |  | 0 |  |  | [2025, 2029]+list(range(2030,2051,5)) | W_P50 | SL_12 | 1 | redz_corridors_eia | copt | LC | existing+tdp | VAR_HR | DELAYED_ESKOM_2035 |  |  | 40% | 150% | HIGH_PMR1b | FS_2045 | BASE | BASE | BASE | HIGH_CFLEX |  | HIGH_PMR1b | FS_2045 | MOD_CNST | MTSAO_BQ | MOD_CNST | UNC | DIESEL_LNG | NO_MIN_GAS | BASE | BASE | EAF_50 | none | LOW_PMR1b | ME_LOW | RES_MRGN_10 | BASE3
84 | T23 | copt |  |  | 0 |  |  | [2025, 2029]+list(range(2030,2051,5)) | W_P50 | SL_0 | 1 | redz_corridors_eia | copt | LC | existing+tdp | VAR_HR | DELAYED_ESKOM_2035 |  |  | 70% | 50% | LOW_PMR1b | FS_2045 | BASE | BASE | BASE | LOW_CFLEX |  | LOW_PMR1b | FS_2045 | MOD_CNST | MTSAO_BQ | MOD_CNST | UNC | DIESEL_LNG | NO_MIN_GAS | BASE | BASE | EAF_65 | none | HIGH_PMR1b | IRP24_MOD | RES_MRGN_10 | BASE3
84.7 | T24 | copt |  |  | 0 |  |  | [2025, 2029]+list(range(2030,2051,5)) | W_P50 | SL_12 | 1 | redz_corridors_eia | copt | LC | existing+tdp | VAR_HR | DELAYED_ESKOM_2035 |  |  | 40% | 150% | LOW_PMR1b | FS_2045 | BASE | BASE | BASE | LOW_CFLEX |  | LOW_PMR1b | FS_2045 | MOD_CNST | MTSAO_BQ | MOD_CNST | UNC | DIESEL_LNG | NO_MIN_GAS | BASE | BASE | EAF_65 | none | HIGH_PMR1b | IRP24_MOD | RES_MRGN_10 | BASE3
85.4 | T25 | copt |  |  | 0 |  |  | [2025, 2029]+list(range(2030,2051,5)) | W_P50 | SL_0 | 1 | redz_corridors_eia | copt | LC | existing+tdp | VAR_HR | DELAYED_ESKOM_2035 |  |  | 70% | 50% | BASE_PMR1b | FS_2045 | BASE | BASE | BASE | BASE_PMR1b |  | BASE_PMR1b | FS_2045 | MOD_CNST | MTSAO_BQ | MOD_CNST | UNC | DIESEL_LNG | NO_MIN_GAS | BASE | BASE | EAF_60 | none | BASE_PMR1b | ME_LOW | RES_MRGN_10 | BASE3
86.1 | T26 | copt |  |  | 0 |  |  | [2025, 2029]+list(range(2030,2051,5)) | W_P50 | SL_12 | 1 | redz_corridors_eia | copt |  | existing+tdp | VAR_HR | DELAYED_ESKOM_2035 |  |  | 40% | 150% | BASE_PMR1b |  | BASE | BASE | BASE | BASE_PMR1b |  | BASE_PMR1b |  | MOD_CNST | MTSAO_BQ | MOD_CNST | UNC | DIESEL_LNG | NO_MIN_GAS | BASE | BASE | EAF_60 | none | BASE_PMR1b | ME_LOW | RES_MRGN_10 | BASE3
86.8 | T27 | copt |  |  | 0 |  |  | [2025, 2029]+list(range(2030,2051,5)) | W_P50 | SL_0 | 1 | redz_corridors_eia | copt | LC | existing+tdp | VAR_HR | DELAYED_ESKOM_2035 |  |  | 70% | 50% | BASE_PMR1b | FS_2045 | BASE | BASE | BASE | BASE_PMR1b |  | BASE_PMR1b | FS_2045 | MOD_CNST | MTSAO_BQ | MOD_CNST | UNC | DIESEL_LNG | NO_MIN_GAS | BASE | BASE | EAF_60 | none | BASE_PMR1b | IRP24_MOD | RES_MRGN_10 | BASE3
87.5 | T28 | copt |  |  | 0 |  |  | [2025, 2029]+list(range(2030,2051,5)) | W_P50 | SL_12 | 1 | redz_corridors_eia | copt |  | existing+tdp | VAR_HR | DELAYED_ESKOM_2035 |  |  | 40% | 150% | BASE_PMR1b |  | BASE | BASE | BASE | BASE_PMR1b |  | BASE_PMR1b |  | MOD_CNST | MTSAO_BQ | MOD_CNST | UNC | DIESEL_LNG | NO_MIN_GAS | BASE | BASE | EAF_60 | none | BASE_PMR1b | IRP24_MOD | RES_MRGN_10 | BASE3
88.2 | T29 | copt |  |  | 0 |  |  | [2025, 2029]+list(range(2030,2051,5)) | W_P50 | SL_0 | 1 | redz_corridors_eia | copt |  | existing+tdp | VAR_HR | DELAYED_ESKOM_2035 |  |  | 70% | 150% | BASE_PMR1b |  | BASE | BASE | BASE | BASE_PMR1b |  | BASE_PMR1b |  | MOD_CNST | MTSAO_BQ | MOD_CNST | UNC | DIESEL_LNG | NO_MIN_GAS | BASE | BASE | EAF_50 | none | BASE_PMR1b | IRP24_LOW | RES_MRGN_10 | BASE3
88.9 | T30 | copt |  |  | 0 |  |  | [2025, 2029]+list(range(2030,2051,5)) | W_P50 | SL_12 | 1 | redz_corridors_eia | copt |  | existing+tdp | VAR_HR | DELAYED_ESKOM_2035 |  |  | 40% | 150% | BASE_PMR1b |  | BASE | BASE | BASE | BASE_PMR1b |  | BASE_PMR1b |  | MOD_CNST | MTSAO_BQ | MOD_CNST | UNC | DIESEL_LNG | NO_MIN_GAS | BASE | BASE | EAF_50 | none | BASE_PMR1b | IRP24_LOW | RES_MRGN_10 | BASE3
89.6 | T31 | copt |  |  | 0 |  |  | [2025, 2029]+list(range(2030,2051,5)) | W_P50 | SL_0 | 1 | redz_corridors_eia | copt |  | existing+tdp | VAR_HR | DELAYED_ESKOM_2035 |  |  | 70% | 50% | BASE_PMR1b |  | BASE | BASE | BASE | BASE_PMR1b |  | BASE_PMR1b |  | MOD_CNST | MTSAO_BQ | MOD_CNST | UNC | DIESEL_LNG | NO_MIN_GAS | BASE | BASE | EAF_65 | none | BASE_PMR1b | IRP24_LOW | RES_MRGN_10 | BASE3
90.3 | T32 | copt |  |  | 0 |  |  | [2025, 2029]+list(range(2030,2051,5)) | W_P50 | SL_12 | 1 | redz_corridors_eia | copt |  | existing+tdp | VAR_HR | DELAYED_ESKOM_2035 |  |  | 40% | 150% | BASE_PMR1b |  | BASE | BASE | BASE | BASE_PMR1b |  | BASE_PMR1b |  | MOD_CNST | MTSAO_BQ | MOD_CNST | UNC | DIESEL_LNG | NO_MIN_GAS | BASE | BASE | EAF_65 | none | BASE_PMR1b | IRP24_LOW | RES_MRGN_10 | BASE3
91 | T33 | copt |  |  | 0 |  |  | [2025, 2029]+list(range(2030,2051,5)) | W_P50 | SL_0 | 1 | redz_corridors_eia | copt |  | existing+tdp | VAR_HR | DELAYED_ESKOM_2035 |  |  | 70% | 50% | LOW_PMR1b |  | BASE | BASE | BASE | BASE_PMR1b |  | LOW_PMR1b |  | MOD_CNST | MTSAO_BQ | MOD_CNST | UNC | DIESEL_LNG | NO_MIN_GAS | BASE | BASE | EAF_60 | none | BASE_PMR1b | IRP24_LOW | RES_MRGN_10 | BASE3
91.7 | T34 | copt |  |  | 0 |  |  | [2025, 2029]+list(range(2030,2051,5)) | W_P50 | SL_12 | 1 | redz_corridors_eia | copt |  | existing+tdp | VAR_HR | DELAYED_ESKOM_2035 |  |  | 40% | 150% | LOW_PMR1b |  | BASE | BASE | BASE | BASE_PMR1b |  | LOW_PMR1b |  | MOD_CNST | MTSAO_BQ | MOD_CNST | UNC | DIESEL_LNG | NO_MIN_GAS | BASE | BASE | EAF_60 | none | BASE_PMR1b | IRP24_LOW | RES_MRGN_10 | BASE3
92.4 | T35 | copt |  |  | 0 |  |  | [2025, 2029]+list(range(2030,2051,5)) | W_P50 | SL_0 | 1 | redz_corridors_eia | copt |  | existing+tdp | VAR_HR | DELAYED_ESKOM_2035 |  |  | 70% | 50% | HIGH_PMR1b |  | BASE | BASE | BASE | BASE_PMR1b |  | HIGH_PMR1b |  | MOD_CNST | MTSAO_BQ | MOD_CNST | UNC | DIESEL_LNG | NO_MIN_GAS | BASE | BASE | EAF_60 | none | BASE_PMR1b | IRP24_LOW | RES_MRGN_10 | BASE3
93.1 | T36 | copt |  |  | 0 |  |  | [2025, 2029]+list(range(2030,2051,5)) | W_P50 | SL_12 | 1 | redz_corridors_eia | copt |  | existing+tdp | VAR_HR | DELAYED_ESKOM_2035 |  |  | 40% | 150% | HIGH_PMR1b |  | BASE | BASE | BASE | BASE_PMR1b |  | HIGH_PMR1b |  | MOD_CNST | MTSAO_BQ | MOD_CNST | UNC | DIESEL_LNG | NO_MIN_GAS | BASE | BASE | EAF_60 | none | BASE_PMR1b | IRP24_LOW | RES_MRGN_10 | BASE3
93.8 | T37 | copt |  |  | 0 |  |  | [2025, 2029]+list(range(2030,2051,5)) | W_P50 | SL_0 | 1 | redz_corridors_eia | copt |  | existing+tdp | VAR_HR | DELAYED_ESKOM_2035 |  |  | 70% | 50% | BASE_PMR1b |  | BASE | BASE | BASE | LOW_CFLEX |  | BASE_PMR1b |  | MOD_CNST | MTSAO_BQ | MOD_CNST | UNC | DIESEL_LNG | NO_MIN_GAS | BASE | BASE | EAF_60 | none | BASE_PMR1b | IRP24_LOW | RES_MRGN_10 | BASE3
94.5 | T38 | copt |  |  | 0 |  |  | [2025, 2029]+list(range(2030,2051,5)) | W_P50 | SL_12 | 1 | redz_corridors_eia | copt |  | existing+tdp | VAR_HR | DELAYED_ESKOM_2035 |  |  | 40% | 150% | BASE_PMR1b |  | BASE | BASE | BASE | LOW_CFLEX |  | BASE_PMR1b |  | MOD_CNST | MTSAO_BQ | MOD_CNST | UNC | DIESEL_LNG | NO_MIN_GAS | BASE | BASE | EAF_60 | none | BASE_PMR1b | IRP24_LOW | RES_MRGN_10 | BASE3
95.2 | T39 | copt |  |  | 0 |  |  | [2025, 2029]+list(range(2030,2051,5)) | W_P50 | SL_0 | 1 | redz_corridors_eia | copt |  | existing+tdp | VAR_HR | DELAYED_ESKOM_2035 |  |  | 70% | 50% | BASE_PMR1b |  | BASE | BASE | BASE | HIGH_CFLEX |  | BASE_PMR1b |  | MOD_CNST | MTSAO_BQ | MOD_CNST | UNC | DIESEL_LNG | NO_MIN_GAS | BASE | BASE | EAF_60 | none | BASE_PMR1b | IRP24_LOW | RES_MRGN_10 | BASE3
95.9 | T40 | copt |  |  | 0 |  |  | [2025, 2029]+list(range(2030,2051,5)) | W_P50 | SL_12 | 1 | redz_corridors_eia | copt |  | existing+tdp | VAR_HR | DELAYED_ESKOM_2035 |  |  | 40% | 150% | BASE_PMR1b |  | BASE | BASE | BASE | HIGH_CFLEX |  | BASE_PMR1b |  | MOD_CNST | MTSAO_BQ | MOD_CNST | UNC | DIESEL_LNG | NO_MIN_GAS | BASE | BASE | EAF_60 | none | BASE_PMR1b | IRP24_LOW | RES_MRGN_10 | BASE3
96.6 | T41 | copt |  |  | 0 |  |  | [2025, 2029]+list(range(2030,2051,5)) | W_P50 | SL_0 | 1 | redz_corridors_eia | copt | LC | existing+tdp | VAR_HR | DELAYED_ESKOM_2035 |  |  | 70% | 50% | BASE_PMR1b | FS_2045 | BASE | BASE | BASE | BASE_PMR1b |  | BASE_PMR1b | FS_2045 | MOD_CNST | MTSAO_BQ | MOD_CNST | UNC | DIESEL_LNG | NO_MIN_GAS | BASE | BASE | EAF_60 | none | LOW_PMR1b | IRP24_LOW | RES_MRGN_10 | BASE3
97.3 | T42 | copt |  |  | 0 |  |  | [2025, 2029]+list(range(2030,2051,5)) | W_P50 | SL_12 | 1 | redz_corridors_eia | copt | LC | existing+tdp | VAR_HR | DELAYED_ESKOM_2035 |  |  | 40% | 150% | BASE_PMR1b | FS_2045 | BASE | BASE | BASE | BASE_PMR1b |  | BASE_PMR1b | FS_2045 | MOD_CNST | MTSAO_BQ | MOD_CNST | UNC | DIESEL_LNG | NO_MIN_GAS | BASE | BASE | EAF_60 | none | LOW_PMR1b | IRP24_LOW | RES_MRGN_10 | BASE3
98 | T43 | copt |  |  | 0 |  |  | [2025, 2029]+list(range(2030,2051,5)) | W_P50 | SL_0 | 1 | redz_corridors_eia | copt | LC | existing+tdp | VAR_HR | DELAYED_ESKOM_2035 |  |  | 70% | 50% | BASE_PMR1b | FS_2045 | BASE | BASE | BASE | BASE_PMR1b |  | BASE_PMR1b | FS_2045 | MOD_CNST | MTSAO_BQ | MOD_CNST | UNC | DIESEL_LNG | NO_MIN_GAS | BASE | BASE | EAF_60 | none | HIGH_PMR1b | IRP24_LOW | RES_MRGN_10 | BASE3
98.7 | T44 | copt |  |  | 0 |  |  | [2025, 2029]+list(range(2030,2051,5)) | W_P50 | SL_12 | 1 | redz_corridors_eia | copt | LC | existing+tdp | VAR_HR | DELAYED_ESKOM_2035 |  |  | 40% | 150% | BASE_PMR1b | FS_2045 | BASE | BASE | BASE | BASE_PMR1b |  | BASE_PMR1b | FS_2045 | MOD_CNST | MTSAO_BQ | MOD_CNST | UNC | DIESEL_LNG | NO_MIN_GAS | BASE | BASE | EAF_60 | none | HIGH_PMR1b | IRP24_LOW | RES_MRGN_10 | BASE3
99.4 | T45 | copt |  |  | 0 |  |  | [2025, 2029]+list(range(2030,2051,5)) | W_P50 | SL_0 | 1 | redz_corridors_eia | copt | LC | existing+tdp | VAR_HR | DELAYED_ESKOM_2035 |  |  | 70% | 50% | HIGH_PMR1b | FS_2045 | BASE | BASE | BASE | HIGH_CFLEX |  | HIGH_PMR1b | FS_2045 | MOD_CNST | MTSAO_BQ | MOD_CNST | UNC | DIESEL_LNG | NO_MIN_GAS | BASE | BASE | EAF_50 | none | LOW_PMR1b | ME_LOW | RES_MRGN_10 | BASE3
100.1 | T46 | copt |  |  | 0 |  |  | [2025, 2029]+list(range(2030,2051,5)) | W_P50 | SL_12 | 1 | redz_corridors_eia | copt | LC | existing+tdp | VAR_HR | DELAYED_ESKOM_2035 |  |  | 40% | 150% | HIGH_PMR1b | FS_2045 | BASE | BASE | BASE | HIGH_CFLEX |  | HIGH_PMR1b | FS_2045 | MOD_CNST | MTSAO_BQ | MOD_CNST | UNC | DIESEL_LNG | NO_MIN_GAS | BASE | BASE | EAF_50 | none | LOW_PMR1b | ME_LOW | RES_MRGN_10 | BASE3
100.8 | T47 | copt |  |  | 0 |  |  | [2025, 2029]+list(range(2030,2051,5)) | W_P50 | SL_0 | 1 | redz_corridors_eia | copt | LC | existing+tdp | VAR_HR | DELAYED_ESKOM_2035 |  |  | 70% | 50% | LOW_PMR1b | FS_2045 | BASE | BASE | BASE | LOW_CFLEX |  | LOW_PMR1b | FS_2045 | MOD_CNST | MTSAO_BQ | MOD_CNST | UNC | DIESEL_LNG | NO_MIN_GAS | BASE | BASE | EAF_65 | none | HIGH_PMR1b | IRP24_MOD | RES_MRGN_10 | BASE3
101.5 | T48 | copt |  |  | 0 |  |  | [2025, 2029]+list(range(2030,2051,5)) | W_P50 | SL_12 | 1 | redz_corridors_eia | copt | LC | existing+tdp | VAR_HR | DELAYED_ESKOM_2035 |  |  | 40% | 150% | LOW_PMR1b | FS_2045 | BASE | BASE | BASE | LOW_CFLEX |  | LOW_PMR1b | FS_2045 | MOD_CNST | MTSAO_BQ | MOD_CNST | UNC | DIESEL_LNG | NO_MIN_GAS | BASE | BASE | EAF_65 | none | HIGH_PMR1b | IRP24_MOD | RES_MRGN_10 | BASE3
102.2 | T49 | copt |  |  | 0 |  |  | [2025, 2029]+list(range(2030,2051,5)) | W_P50 | SL_0 | 1 | redz_corridors_eia | copt | LC | existing+tdp | VAR_HR | DELAYED_ESKOM_2035 |  |  | 70% | 50% | BASE_PMR1b | FS_2045 | BASE | BASE | BASE | BASE_PMR1b |  | BASE_PMR1b | FS_2045 | MOD_CNST | MTSAO_BQ | MOD_CNST | UNC | DIESEL_LNG | NO_MIN_GAS | BASE | BASE | EAF_60 | none | none | ME_LOW | RES_MRGN_10 | BASE3
102.9 | T50 | copt |  |  | 0 |  |  | [2025, 2029]+list(range(2030,2051,5)) | W_P50 | SL_12 | 1 | redz_corridors_eia | copt |  | existing+tdp | VAR_HR | DELAYED_ESKOM_2035 |  |  | 40% | 150% | BASE_PMR1b |  | BASE | BASE | BASE | BASE_PMR1b |  | BASE_PMR1b |  | MOD_CNST | MTSAO_BQ | MOD_CNST | UNC | DIESEL_LNG | NO_MIN_GAS | BASE | BASE | EAF_60 | none | none | ME_LOW | RES_MRGN_10 | BASE3
103.6 | T51 | copt |  |  | 0 |  |  | [2025, 2029]+list(range(2030,2051,5)) | W_P50 | SL_0 | 1 | redz_corridors_eia | copt | LC | existing+tdp | VAR_HR | DELAYED_ESKOM_2035 |  |  | 70% | 50% | BASE_PMR1b | FS_2045 | BASE | BASE | BASE | BASE_PMR1b |  | BASE_PMR1b | FS_2045 | MOD_CNST | MTSAO_BQ | MOD_CNST | UNC | DIESEL_LNG | NO_MIN_GAS | BASE | BASE | EAF_60 | none | none | ME_LOW | RES_MRGN_10 | BASE3
104.3 | T52 | copt |  |  | 0 |  |  | [2025, 2029]+list(range(2030,2051,5)) | W_P50 | SL_12 | 1 | redz_corridors_eia | copt |  | existing+tdp | VAR_HR | DELAYED_ESKOM_2035 |  |  | 40% | 150% | BASE_PMR1b |  | BASE | BASE | BASE | BASE_PMR1b |  | BASE_PMR1b |  | MOD_CNST | MTSAO_BQ | MOD_CNST | UNC | DIESEL_LNG | NO_MIN_GAS | BASE | BASE | EAF_60 | none | none | ME_LOW | RES_MRGN_10 | BASE3
105 | F1 | copt |  |  | 0 |  |  | [2025, 2029]+list(range(2030,2051,5)) | W_P50 | SL_0 | 1 | redz_corridors_eia | copt | LC | existing+tdp | VAR_HR | DELAYED_ESKOM_2035 |  |  | 70% | 50% | HIGH_PMR1b | FS_2045 | BASE | BASE | BASE | HIGH_CFLEX |  | HIGH_PMR1b | FS_2045 | MOD_CNST | MTSAO_BQ | MOD_CNST | UNC | DIESEL_LNG | NO_MIN_GAS | BASE | BASE | EAF_50 | none | LOW_PMR1b | ME_LOW | RES_MRGN_10 | BASE3
105.7 | F2 | copt |  |  | 0 |  |  | [2025, 2029]+list(range(2030,2051,5)) | W_P50 | SL_0 | 1 | redz_corridors_eia | copt |  | existing+tdp | VAR_HR | DELAYED_ESKOM_2035 |  |  | 50% | 100% | HIGH_PMR1b |  | BASE | BASE | BASE | HIGH_CFLEX |  | HIGH_PMR1b |  | MOD_CNST | MTSAO_BQ | MOD_CNST | UNC | DIESEL_LNG | NO_MIN_GAS | BASE | BASE | EAF_50 | none | LOW_PMR1b | ME_LOW | RES_MRGN_10 | BASE3
106.4 | F3 | copt |  |  | 0 |  |  | [2025, 2029]+list(range(2030,2051,5)) | W_P50 | SL_1 | 1 | redz_corridors_eia | copt |  | existing+tdp | VAR_HR | DELAYED_ESKOM_2035 |  |  | 70% | 100% | HIGH_PMR1b |  | BASE | BASE | BASE | HIGH_CFLEX |  | HIGH_PMR1b |  | MOD_CNST | MTSAO_BQ | MOD_CNST | UNC | DIESEL_LNG | NO_MIN_GAS | BASE | BASE | EAF_50 | none | LOW_PMR1b | ME_LOW | RES_MRGN_10 | BASE3
107.1 | F4 | copt |  |  | 0 |  |  | [2025, 2029]+list(range(2030,2051,5)) | W_P50 | SL_1 | 1 | redz_corridors_eia | copt |  | existing+tdp | VAR_HR | DELAYED_ESKOM_2035 |  |  | 50% | 100% | HIGH_PMR1b |  | BASE | BASE | BASE | HIGH_CFLEX |  | HIGH_PMR1b |  | MOD_CNST | MTSAO_BQ | MOD_CNST | UNC | DIESEL_LNG | NO_MIN_GAS | BASE | BASE | EAF_50 | none | LOW_PMR1b | ME_LOW | RES_MRGN_10 | BASE3
107.8 | F5 | copt |  |  | 0 |  |  | [2025, 2029]+list(range(2030,2051,5)) | W_P50 | SL_6 | 1 | redz_corridors_eia | copt |  | existing+tdp | VAR_HR | DELAYED_ESKOM_2035 |  |  | 70% | 100% | HIGH_PMR1b |  | BASE | BASE | BASE | HIGH_CFLEX |  | HIGH_PMR1b |  | MOD_CNST | MTSAO_BQ | MOD_CNST | UNC | DIESEL_LNG | NO_MIN_GAS | BASE | BASE | EAF_50 | none | LOW_PMR1b | ME_LOW | RES_MRGN_10 | BASE3
108.5 | F6 | copt |  |  | 0 |  |  | [2025, 2029]+list(range(2030,2051,5)) | W_P50 | SL_12 | 1 | redz_corridors_eia | copt |  | existing+tdp | VAR_HR | DELAYED_ESKOM_2035 |  |  | 40% | 150% | HIGH_PMR1b |  | BASE | BASE | BASE | HIGH_CFLEX |  | HIGH_PMR1b |  | MOD_CNST | MTSAO_BQ | MOD_CNST | UNC | DIESEL_LNG | NO_MIN_GAS | BASE | BASE | EAF_50 | none | LOW_PMR1b | ME_LOW | RES_MRGN_10 | BASE3
109.2 | F7 | copt |  |  | 0 |  |  | [2025, 2029]+list(range(2030,2051,5)) | W_P50 | SL_0 | 1 | redz_corridors_eia | copt | LC | existing+tdp | VAR_HR | DELAYED_ESKOM_2035 |  |  | 70% | 50% | HIGH_PMR1b | FS_2045 | BASE | BASE | BASE | HIGH_CFLEX |  | HIGH_PMR1b | FS_2045 | MOD_CNST | MTSAO_BQ | MOD_CNST | UNC | DIESEL_LNG | NO_MIN_GAS | BASE | BASE | EAF_50 | none | LOW_PMR1b | ME_LOW | RES_MRGN_10 | BASE3
109.9 | F8 | copt |  |  | 0 |  |  | [2025, 2029]+list(range(2030,2051,5)) | W_P50 | SL_0 | 1 | redz_corridors_eia | copt |  | existing+tdp | VAR_HR | DELAYED_ESKOM_2035 |  |  | 50% | 100% | HIGH_PMR1b |  | BASE | BASE | BASE | HIGH_CFLEX |  | HIGH_PMR1b |  | MOD_CNST | MTSAO_BQ | MOD_CNST | UNC | DIESEL_LNG | NO_MIN_GAS | BASE | BASE | EAF_50 | none | LOW_PMR1b | ME_LOW | RES_MRGN_10 | BASE3
110.6 | F9 | copt |  |  | 0 |  |  | [2025, 2029]+list(range(2030,2051,5)) | W_P50 | SL_1 | 1 | redz_corridors_eia | copt |  | existing+tdp | VAR_HR | DELAYED_ESKOM_2035 |  |  | 70% | 100% | HIGH_PMR1b |  | BASE | BASE | BASE | HIGH_CFLEX |  | HIGH_PMR1b |  | MOD_CNST | MTSAO_BQ | MOD_CNST | UNC | DIESEL_LNG | NO_MIN_GAS | BASE | BASE | EAF_50 | none | LOW_PMR1b | ME_LOW | RES_MRGN_10 | BASE3
111.3 | F10 | copt |  |  | 0 |  |  | [2025, 2029]+list(range(2030,2051,5)) | W_P50 | SL_1 | 1 | redz_corridors_eia | copt |  | existing+tdp | VAR_HR | DELAYED_ESKOM_2035 |  |  | 50% | 100% | HIGH_PMR1b |  | BASE | BASE | BASE | HIGH_CFLEX |  | HIGH_PMR1b |  | MOD_CNST | MTSAO_BQ | MOD_CNST | UNC | DIESEL_LNG | NO_MIN_GAS | BASE | BASE | EAF_50 | none | LOW_PMR1b | ME_LOW | RES_MRGN_10 | BASE3
112 | F11 | copt |  |  | 0 |  |  | [2025, 2029]+list(range(2030,2051,5)) | W_P50 | SL_6 | 1 | redz_corridors_eia | copt |  | existing+tdp | VAR_HR | DELAYED_ESKOM_2035 |  |  | 70% | 100% | HIGH_PMR1b |  | BASE | BASE | BASE | HIGH_CFLEX |  | HIGH_PMR1b |  | MOD_CNST | MTSAO_BQ | MOD_CNST | UNC | DIESEL_LNG | NO_MIN_GAS | BASE | BASE | EAF_50 | none | LOW_PMR1b | ME_LOW | RES_MRGN_10 | BASE3
112.7 | F12 | copt |  |  | 0 |  |  | [2025, 2029]+list(range(2030,2051,5)) | W_P50 | SL_12 | 1 | redz_corridors_eia | copt |  | existing+tdp | VAR_HR | DELAYED_ESKOM_2035 |  |  | 40% | 150% | HIGH_PMR1b |  | BASE | BASE | BASE | HIGH_CFLEX |  | HIGH_PMR1b |  | MOD_CNST | MTSAO_BQ | MOD_CNST | UNC | DIESEL_LNG | NO_MIN_GAS | BASE | BASE | EAF_50 | none | LOW_PMR1b | ME_LOW | RES_MRGN_10 | BASE3
113.4 | U1 | copt |  |  | 0 |  |  | [2025, 2029]+list(range(2030,2051,5)) | W_P50 | SL_0 | 1 | redz_corridors_eia | copt | LC | existing+tdp | VAR_HR | DELAYED_ESKOM_2035 |  |  | 70% | 50% | HIGH_PMR1b | FS_2045 | BASE | BASE | BASE | BASE_PMR1b |  | HIGH_PMR1b | FS_2045 | MOD_CNST | MTSAO_BQ | MOD_CNST | UNC | DIESEL_LNG | NO_MIN_GAS | BASE | BASE | EAF_55 | none | LOW_PMR1b | ME_LOW | RES_MRGN_10 | BASE3
114.1 | U2 | copt |  |  | 0 |  |  | [2025, 2029]+list(range(2030,2051,5)) | W_P50 | SL_0 | 1 | redz_corridors_eia | copt |  | existing+tdp | VAR_HR | DELAYED_ESKOM_2035 |  |  | 50% | 100% | HIGH_PMR1b |  | BASE | BASE | BASE | BASE_PMR1b |  | HIGH_PMR1b |  | MOD_CNST | MTSAO_BQ | MOD_CNST | UNC | DIESEL_LNG | NO_MIN_GAS | BASE | BASE | EAF_55 | none | LOW_PMR1b | ME_LOW | RES_MRGN_10 | BASE3
114.8 | U3 | copt |  |  | 0 |  |  | [2025, 2029]+list(range(2030,2051,5)) | W_P50 | SL_1 | 1 | redz_corridors_eia | copt |  | existing+tdp | VAR_HR | DELAYED_ESKOM_2035 |  |  | 70% | 100% | HIGH_PMR1b |  | BASE | BASE | BASE | BASE_PMR1b |  | HIGH_PMR1b |  | MOD_CNST | MTSAO_BQ | MOD_CNST | UNC | DIESEL_LNG | NO_MIN_GAS | BASE | BASE | EAF_55 | none | LOW_PMR1b | ME_LOW | RES_MRGN_10 | BASE3
115.5 | U4 | copt |  |  | 0 |  |  | [2025, 2029]+list(range(2030,2051,5)) | W_P50 | SL_1 | 1 | redz_corridors_eia | copt |  | existing+tdp | VAR_HR | DELAYED_ESKOM_2035 |  |  | 50% | 100% | HIGH_PMR1b |  | BASE | BASE | BASE | BASE_PMR1b |  | HIGH_PMR1b |  | MOD_CNST | MTSAO_BQ | MOD_CNST | UNC | DIESEL_LNG | NO_MIN_GAS | BASE | BASE | EAF_55 | none | LOW_PMR1b | ME_LOW | RES_MRGN_10 | BASE3
116.2 | U5 | copt |  |  | 0 |  |  | [2025, 2029]+list(range(2030,2051,5)) | W_P50 | SL_6 | 1 | redz_corridors_eia | copt |  | existing+tdp | VAR_HR | DELAYED_ESKOM_2035 |  |  | 70% | 100% | HIGH_PMR1b |  | BASE | BASE | BASE | BASE_PMR1b |  | HIGH_PMR1b |  | MOD_CNST | MTSAO_BQ | MOD_CNST | UNC | DIESEL_LNG | NO_MIN_GAS | BASE | BASE | EAF_55 | none | LOW_PMR1b | ME_LOW | RES_MRGN_10 | BASE3
116.9 | U6 | copt |  |  | 0 |  |  | [2025, 2029]+list(range(2030,2051,5)) | W_P50 | SL_12 | 1 | redz_corridors_eia | copt |  | existing+tdp | VAR_HR | DELAYED_ESKOM_2035 |  |  | 40% | 150% | HIGH_PMR1b |  | BASE | BASE | BASE | BASE_PMR1b |  | HIGH_PMR1b |  | MOD_CNST | MTSAO_BQ | MOD_CNST | UNC | DIESEL_LNG | NO_MIN_GAS | BASE | BASE | EAF_55 | none | LOW_PMR1b | ME_LOW | RES_MRGN_10 | BASE3
117.6 | U7 | copt |  |  | 0 |  |  | [2025, 2029]+list(range(2030,2051,5)) | W_P50 | SL_0 | 1 | redz_corridors_eia | copt | LC | existing+tdp | VAR_HR | DELAYED_ESKOM_2035 |  |  | 70% | 50% | HIGH_PMR1b | FS_2045 | BASE | BASE | BASE | BASE_PMR1b |  | HIGH_PMR1b | FS_2045 | MOD_CNST | MTSAO_BQ | MOD_CNST | UNC | DIESEL_LNG | NO_MIN_GAS | BASE | BASE | EAF_55 | none | LOW_PMR1b | ME_LOW | RES_MRGN_10 | BASE3
118.3 | U8 | copt |  |  | 0 |  |  | [2025, 2029]+list(range(2030,2051,5)) | W_P50 | SL_0 | 1 | redz_corridors_eia | copt |  | existing+tdp | VAR_HR | DELAYED_ESKOM_2035 |  |  | 50% | 100% | HIGH_PMR1b |  | BASE | BASE | BASE | BASE_PMR1b |  | HIGH_PMR1b |  | MOD_CNST | MTSAO_BQ | MOD_CNST | UNC | DIESEL_LNG | NO_MIN_GAS | BASE | BASE | EAF_55 | none | LOW_PMR1b | ME_LOW | RES_MRGN_10 | BASE3
119 | U9 | copt |  |  | 0 |  |  | [2025, 2029]+list(range(2030,2051,5)) | W_P50 | SL_1 | 1 | redz_corridors_eia | copt |  | existing+tdp | VAR_HR | DELAYED_ESKOM_2035 |  |  | 70% | 100% | HIGH_PMR1b |  | BASE | BASE | BASE | BASE_PMR1b |  | HIGH_PMR1b |  | MOD_CNST | MTSAO_BQ | MOD_CNST | UNC | DIESEL_LNG | NO_MIN_GAS | BASE | BASE | EAF_55 | none | LOW_PMR1b | ME_LOW | RES_MRGN_10 | BASE3
119.7 | U10 | copt |  |  | 0 |  |  | [2025, 2029]+list(range(2030,2051,5)) | W_P50 | SL_1 | 1 | redz_corridors_eia | copt |  | existing+tdp | VAR_HR | DELAYED_ESKOM_2035 |  |  | 50% | 100% | HIGH_PMR1b |  | BASE | BASE | BASE | BASE_PMR1b |  | HIGH_PMR1b |  | MOD_CNST | MTSAO_BQ | MOD_CNST | UNC | DIESEL_LNG | NO_MIN_GAS | BASE | BASE | EAF_55 | none | LOW_PMR1b | ME_LOW | RES_MRGN_10 | BASE3
120.4 | U11 | copt |  |  | 0 |  |  | [2025, 2029]+list(range(2030,2051,5)) | W_P50 | SL_6 | 1 | redz_corridors_eia | copt |  | existing+tdp | VAR_HR | DELAYED_ESKOM_2035 |  |  | 70% | 100% | HIGH_PMR1b |  | BASE | BASE | BASE | BASE_PMR1b |  | HIGH_PMR1b |  | MOD_CNST | MTSAO_BQ | MOD_CNST | UNC | DIESEL_LNG | NO_MIN_GAS | BASE | BASE | EAF_55 | none | LOW_PMR1b | ME_LOW | RES_MRGN_10 | BASE3
121.1 | U12 | copt |  |  | 0 |  |  | [2025, 2029]+list(range(2030,2051,5)) | W_P50 | SL_12 | 1 | redz_corridors_eia | copt |  | existing+tdp | VAR_HR | DELAYED_ESKOM_2035 |  |  | 40% | 150% | HIGH_PMR1b |  | BASE | BASE | BASE | BASE_PMR1b |  | HIGH_PMR1b |  | MOD_CNST | MTSAO_BQ | MOD_CNST | UNC | DIESEL_LNG | NO_MIN_GAS | BASE | BASE | EAF_55 | none | LOW_PMR1b | ME_LOW | RES_MRGN_10 | BASE3
121.8 | B1 | copt |  |  | 0 |  |  | [2025, 2029]+list(range(2030,2051,5)) | W_P50 | SL_0 | 1 | redz_corridors_eia | copt | LC | existing+tdp | VAR_HR | DELAYED_ESKOM_2035 |  |  | 70% | 50% | BASE_PMR1b | FS_2045 | BASE | BASE | BASE | BASE_PMR1b |  | BASE_PMR1b | FS_2045 | MOD_CNST | MTSAO_BQ | MOD_CNST | UNC | DIESEL_LNG | NO_MIN_GAS | BASE | BASE | EAF_60 | none | BASE_PMR1b | IRP24_LOW | RES_MRGN_10 | BASE3
122.5 | B2 | copt |  |  | 0 |  |  | [2025, 2029]+list(range(2030,2051,5)) | W_P50 | SL_0 | 1 | redz_corridors_eia | copt |  | existing+tdp | VAR_HR | DELAYED_ESKOM_2035 |  |  | 50% | 100% | BASE_PMR1b |  | BASE | BASE | BASE | BASE_PMR1b |  | BASE_PMR1b |  | MOD_CNST | MTSAO_BQ | MOD_CNST | UNC | DIESEL_LNG | NO_MIN_GAS | BASE | BASE | EAF_60 | none | BASE_PMR1b | IRP24_LOW | RES_MRGN_10 | BASE3
123.2 | B3 | copt |  |  | 0 |  |  | [2025, 2029]+list(range(2030,2051,5)) | W_P50 | SL_1 | 1 | redz_corridors_eia | copt |  | existing+tdp | VAR_HR | DELAYED_ESKOM_2035 |  |  | 70% | 100% | BASE_PMR1b |  | BASE | BASE | BASE | BASE_PMR1b |  | BASE_PMR1b |  | MOD_CNST | MTSAO_BQ | MOD_CNST | UNC | DIESEL_LNG | NO_MIN_GAS | BASE | BASE | EAF_60 | none | BASE_PMR1b | IRP24_LOW | RES_MRGN_10 | BASE3
123.9 | B4 | copt |  |  | 0 |  |  | [2025, 2029]+list(range(2030,2051,5)) | W_P50 | SL_1 | 1 | redz_corridors_eia | copt |  | existing+tdp | VAR_HR | DELAYED_ESKOM_2035 |  |  | 50% | 100% | BASE_PMR1b |  | BASE | BASE | BASE | BASE_PMR1b |  | BASE_PMR1b |  | MOD_CNST | MTSAO_BQ | MOD_CNST | UNC | DIESEL_LNG | NO_MIN_GAS | BASE | BASE | EAF_60 | none | BASE_PMR1b | IRP24_LOW | RES_MRGN_10 | BASE3
124.6 | B5 | copt |  |  | 0 |  |  | [2025, 2029]+list(range(2030,2051,5)) | W_P50 | SL_6 | 1 | redz_corridors_eia | copt |  | existing+tdp | VAR_HR | DELAYED_ESKOM_2035 |  |  | 70% | 100% | BASE_PMR1b |  | BASE | BASE | BASE | BASE_PMR1b |  | BASE_PMR1b |  | MOD_CNST | MTSAO_BQ | MOD_CNST | UNC | DIESEL_LNG | NO_MIN_GAS | BASE | BASE | EAF_60 | none | BASE_PMR1b | IRP24_LOW | RES_MRGN_10 | BASE3
125.3 | B6 | copt |  |  | 0 |  |  | [2025, 2029]+list(range(2030,2051,5)) | W_P50 | SL_12 | 1 | redz_corridors_eia | copt |  | existing+tdp | VAR_HR | DELAYED_ESKOM_2035 |  |  | 40% | 150% | BASE_PMR1b |  | BASE | BASE | BASE | BASE_PMR1b |  | BASE_PMR1b |  | MOD_CNST | MTSAO_BQ | MOD_CNST | UNC | DIESEL_LNG | NO_MIN_GAS | BASE | BASE | EAF_60 | none | BASE_PMR1b | IRP24_LOW | RES_MRGN_10 | BASE3
126 | B7 | copt |  |  | 0 |  |  | [2025, 2029]+list(range(2030,2051,5)) | W_P50 | SL_0 | 1 | redz_corridors_eia | copt | LC | existing+tdp | VAR_HR | DELAYED_ESKOM_2035 |  |  | 70% | 50% | BASE_PMR1b | FS_2045 | BASE | BASE | BASE | BASE_PMR1b |  | BASE_PMR1b | FS_2045 | MOD_CNST | MTSAO_BQ | MOD_CNST | UNC | DIESEL_LNG | NO_MIN_GAS | BASE | BASE | EAF_60 | none | BASE_PMR1b | IRP24_LOW | RES_MRGN_10 | BASE3
126.7 | B8 | copt |  |  | 0 |  |  | [2025, 2029]+list(range(2030,2051,5)) | W_P50 | SL_0 | 1 | redz_corridors_eia | copt |  | existing+tdp | VAR_HR | DELAYED_ESKOM_2035 |  |  | 50% | 100% | BASE_PMR1b |  | BASE | BASE | BASE | BASE_PMR1b |  | BASE_PMR1b |  | MOD_CNST | MTSAO_BQ | MOD_CNST | UNC | DIESEL_LNG | NO_MIN_GAS | BASE | BASE | EAF_60 | none | BASE_PMR1b | IRP24_LOW | RES_MRGN_10 | BASE3
127.4 | B9 | copt |  |  | 0 |  |  | [2025, 2029]+list(range(2030,2051,5)) | W_P50 | SL_1 | 1 | redz_corridors_eia | copt |  | existing+tdp | VAR_HR | DELAYED_ESKOM_2035 |  |  | 70% | 100% | BASE_PMR1b |  | BASE | BASE | BASE | BASE_PMR1b |  | BASE_PMR1b |  | MOD_CNST | MTSAO_BQ | MOD_CNST | UNC | DIESEL_LNG | NO_MIN_GAS | BASE | BASE | EAF_60 | none | BASE_PMR1b | IRP24_LOW | RES_MRGN_10 | BASE3
128.1 | B10 | copt |  |  | 0 |  |  | [2025, 2029]+list(range(2030,2051,5)) | W_P50 | SL_1 | 1 | redz_corridors_eia | copt |  | existing+tdp | VAR_HR | DELAYED_ESKOM_2035 |  |  | 50% | 100% | BASE_PMR1b |  | BASE | BASE | BASE | BASE_PMR1b |  | BASE_PMR1b |  | MOD_CNST | MTSAO_BQ | MOD_CNST | UNC | DIESEL_LNG | NO_MIN_GAS | BASE | BASE | EAF_60 | none | BASE_PMR1b | IRP24_LOW | RES_MRGN_10 | BASE3
128.8 | B11 | copt |  |  | 0 |  |  | [2025, 2029]+list(range(2030,2051,5)) | W_P50 | SL_6 | 1 | redz_corridors_eia | copt |  | existing+tdp | VAR_HR | DELAYED_ESKOM_2035 |  |  | 70% | 100% | BASE_PMR1b |  | BASE | BASE | BASE | BASE_PMR1b |  | BASE_PMR1b |  | MOD_CNST | MTSAO_BQ | MOD_CNST | UNC | DIESEL_LNG | NO_MIN_GAS | BASE | BASE | EAF_60 | none | BASE_PMR1b | IRP24_LOW | RES_MRGN_10 | BASE3
129.5 | B12 | copt |  |  | 0 |  |  | [2025, 2029]+list(range(2030,2051,5)) | W_P50 | SL_12 | 1 | redz_corridors_eia | copt |  | existing+tdp | VAR_HR | DELAYED_ESKOM_2035 |  |  | 40% | 150% | BASE_PMR1b |  | BASE | BASE | BASE | BASE_PMR1b |  | BASE_PMR1b |  | MOD_CNST | MTSAO_BQ | MOD_CNST | UNC | DIESEL_LNG | NO_MIN_GAS | BASE | BASE | EAF_60 | none | BASE_PMR1b | IRP24_LOW | RES_MRGN_10 | BASE3
130.2 | D1 | copt |  |  | 0 |  |  | [2025, 2029]+list(range(2030,2051,5)) | W_P50 | SL_0 | 1 | redz_corridors_eia | copt | LC | existing+tdp | VAR_HR | DELAYED_ESKOM_2035 |  |  | 70% | 50% | BASE_PMR1b | FS_2045 | BASE | BASE | BASE | BASE_PMR1b |  | BASE_PMR1b | FS_2045 | MOD_CNST | MTSAO_BQ | MOD_CNST | UNC | DIESEL_LNG | NO_MIN_GAS | BASE | BASE | EAF_60 | none | HIGH_PMR1b | IRP24_LOW | RES_MRGN_10 | BASE3
130.9 | D2 | copt |  |  | 0 |  |  | [2025, 2029]+list(range(2030,2051,5)) | W_P50 | SL_0 | 1 | redz_corridors_eia | copt |  | existing+tdp | VAR_HR | DELAYED_ESKOM_2035 |  |  | 50% | 100% | BASE_PMR1b |  | BASE | BASE | BASE | BASE_PMR1b |  | BASE_PMR1b |  | MOD_CNST | MTSAO_BQ | MOD_CNST | UNC | DIESEL_LNG | NO_MIN_GAS | BASE | BASE | EAF_60 | none | HIGH_PMR1b | IRP24_LOW | RES_MRGN_10 | BASE3
131.6 | D3 | copt |  |  | 0 |  |  | [2025, 2029]+list(range(2030,2051,5)) | W_P50 | SL_1 | 1 | redz_corridors_eia | copt |  | existing+tdp | VAR_HR | DELAYED_ESKOM_2035 |  |  | 70% | 100% | BASE_PMR1b |  | BASE | BASE | BASE | BASE_PMR1b |  | BASE_PMR1b |  | MOD_CNST | MTSAO_BQ | MOD_CNST | UNC | DIESEL_LNG | NO_MIN_GAS | BASE | BASE | EAF_60 | none | HIGH_PMR1b | IRP24_LOW | RES_MRGN_10 | BASE3
132.3 | D4 | copt |  |  | 0 |  |  | [2025, 2029]+list(range(2030,2051,5)) | W_P50 | SL_1 | 1 | redz_corridors_eia | copt |  | existing+tdp | VAR_HR | DELAYED_ESKOM_2035 |  |  | 50% | 100% | BASE_PMR1b |  | BASE | BASE | BASE | BASE_PMR1b |  | BASE_PMR1b |  | MOD_CNST | MTSAO_BQ | MOD_CNST | UNC | DIESEL_LNG | NO_MIN_GAS | BASE | BASE | EAF_60 | none | HIGH_PMR1b | IRP24_LOW | RES_MRGN_10 | BASE3
133 | D5 | copt |  |  | 0 |  |  | [2025, 2029]+list(range(2030,2051,5)) | W_P50 | SL_6 | 1 | redz_corridors_eia | copt |  | existing+tdp | VAR_HR | DELAYED_ESKOM_2035 |  |  | 70% | 100% | BASE_PMR1b |  | BASE | BASE | BASE | BASE_PMR1b |  | BASE_PMR1b |  | MOD_CNST | MTSAO_BQ | MOD_CNST | UNC | DIESEL_LNG | NO_MIN_GAS | BASE | BASE | EAF_60 | none | HIGH_PMR1b | IRP24_LOW | RES_MRGN_10 | BASE3
133.7 | D6 | copt |  |  | 0 |  |  | [2025, 2029]+list(range(2030,2051,5)) | W_P50 | SL_12 | 1 | redz_corridors_eia | copt |  | existing+tdp | VAR_HR | DELAYED_ESKOM_2035 |  |  | 40% | 150% | BASE_PMR1b |  | BASE | BASE | BASE | BASE_PMR1b |  | BASE_PMR1b |  | MOD_CNST | MTSAO_BQ | MOD_CNST | UNC | DIESEL_LNG | NO_MIN_GAS | BASE | BASE | EAF_60 | none | HIGH_PMR1b | IRP24_LOW | RES_MRGN_10 | BASE3
134.4 | D7 | copt |  |  | 0 |  |  | [2025, 2029]+list(range(2030,2051,5)) | W_P50 | SL_0 | 1 | redz_corridors_eia | copt | LC | existing+tdp | VAR_HR | DELAYED_ESKOM_2035 |  |  | 70% | 50% | BASE_PMR1b | FS_2045 | BASE | BASE | BASE | BASE_PMR1b |  | BASE_PMR1b | FS_2045 | MOD_CNST | MTSAO_BQ | MOD_CNST | UNC | DIESEL_LNG | NO_MIN_GAS | BASE | BASE | EAF_60 | none | HIGH_PMR1b | IRP24_LOW | RES_MRGN_10 | BASE3
135.1 | D8 | copt |  |  | 0 |  |  | [2025, 2029]+list(range(2030,2051,5)) | W_P50 | SL_0 | 1 | redz_corridors_eia | copt |  | existing+tdp | VAR_HR | DELAYED_ESKOM_2035 |  |  | 50% | 100% | BASE_PMR1b |  | BASE | BASE | BASE | BASE_PMR1b |  | BASE_PMR1b |  | MOD_CNST | MTSAO_BQ | MOD_CNST | UNC | DIESEL_LNG | NO_MIN_GAS | BASE | BASE | EAF_60 | none | HIGH_PMR1b | IRP24_LOW | RES_MRGN_10 | BASE3
135.8 | D9 | copt |  |  | 0 |  |  | [2025, 2029]+list(range(2030,2051,5)) | W_P50 | SL_1 | 1 | redz_corridors_eia | copt |  | existing+tdp | VAR_HR | DELAYED_ESKOM_2035 |  |  | 70% | 100% | BASE_PMR1b |  | BASE | BASE | BASE | BASE_PMR1b |  | BASE_PMR1b |  | MOD_CNST | MTSAO_BQ | MOD_CNST | UNC | DIESEL_LNG | NO_MIN_GAS | BASE | BASE | EAF_60 | none | HIGH_PMR1b | IRP24_LOW | RES_MRGN_10 | BASE3
136.5 | D10 | copt |  |  | 0 |  |  | [2025, 2029]+list(range(2030,2051,5)) | W_P50 | SL_1 | 1 | redz_corridors_eia | copt |  | existing+tdp | VAR_HR | DELAYED_ESKOM_2035 |  |  | 50% | 100% | BASE_PMR1b |  | BASE | BASE | BASE | BASE_PMR1b |  | BASE_PMR1b |  | MOD_CNST | MTSAO_BQ | MOD_CNST | UNC | DIESEL_LNG | NO_MIN_GAS | BASE | BASE | EAF_60 | none | HIGH_PMR1b | IRP24_LOW | RES_MRGN_10 | BASE3
137.2 | D11 | copt |  |  | 0 |  |  | [2025, 2029]+list(range(2030,2051,5)) | W_P50 | SL_6 | 1 | redz_corridors_eia | copt |  | existing+tdp | VAR_HR | DELAYED_ESKOM_2035 |  |  | 70% | 100% | BASE_PMR1b |  | BASE | BASE | BASE | BASE_PMR1b |  | BASE_PMR1b |  | MOD_CNST | MTSAO_BQ | MOD_CNST | UNC | DIESEL_LNG | NO_MIN_GAS | BASE | BASE | EAF_60 | none | HIGH_PMR1b | IRP24_LOW | RES_MRGN_10 | BASE3
137.9 | D12 | copt |  |  | 0 |  |  | [2025, 2029]+list(range(2030,2051,5)) | W_P50 | SL_12 | 1 | redz_corridors_eia | copt |  | existing+tdp | VAR_HR | DELAYED_ESKOM_2035 |  |  | 40% | 150% | BASE_PMR1b |  | BASE | BASE | BASE | BASE_PMR1b |  | BASE_PMR1b |  | MOD_CNST | MTSAO_BQ | MOD_CNST | UNC | DIESEL_LNG | NO_MIN_GAS | BASE | BASE | EAF_60 | none | HIGH_PMR1b | IRP24_LOW | RES_MRGN_10 | BASE3
138.6 | N1 | copt |  |  | 0 |  |  | [2025, 2029]+list(range(2030,2051,5)) | W_P50 | SL_0 | 1 | redz_corridors_eia | copt | LC | existing+tdp | VAR_HR | DELAYED_ESKOM_2035 |  |  | 70% | 50% | LOW_PMR1b | FS_2045 | BASE | BASE | BASE | LOW_CFLEX |  | LOW_PMR1b | FS_2045 | MOD_CNST | MTSAO_BQ | MOD_CNST | UNC | DIESEL_LNG | NO_MIN_GAS | BASE | BASE | EAF_65 | none | HIGH_PMR1b | IRP24_MOD | RES_MRGN_10 | BASE3
139.3 | N2 | copt |  |  | 0 |  |  | [2025, 2029]+list(range(2030,2051,5)) | W_P50 | SL_0 | 1 | redz_corridors_eia | copt |  | existing+tdp | VAR_HR | DELAYED_ESKOM_2035 |  |  | 50% | 100% | LOW_PMR1b |  | BASE | BASE | BASE | LOW_CFLEX |  | LOW_PMR1b |  | MOD_CNST | MTSAO_BQ | MOD_CNST | UNC | DIESEL_LNG | NO_MIN_GAS | BASE | BASE | EAF_65 | none | HIGH_PMR1b | IRP24_MOD | RES_MRGN_10 | BASE3
140 | N3 | copt |  |  | 0 |  |  | [2025, 2029]+list(range(2030,2051,5)) | W_P50 | SL_1 | 1 | redz_corridors_eia | copt |  | existing+tdp | VAR_HR | DELAYED_ESKOM_2035 |  |  | 70% | 100% | LOW_PMR1b |  | BASE | BASE | BASE | LOW_CFLEX |  | LOW_PMR1b |  | MOD_CNST | MTSAO_BQ | MOD_CNST | UNC | DIESEL_LNG | NO_MIN_GAS | BASE | BASE | EAF_65 | none | HIGH_PMR1b | IRP24_MOD | RES_MRGN_10 | BASE3
140.7 | N4 | copt |  |  | 0 |  |  | [2025, 2029]+list(range(2030,2051,5)) | W_P50 | SL_1 | 1 | redz_corridors_eia | copt |  | existing+tdp | VAR_HR | DELAYED_ESKOM_2035 |  |  | 50% | 100% | LOW_PMR1b |  | BASE | BASE | BASE | LOW_CFLEX |  | LOW_PMR1b |  | MOD_CNST | MTSAO_BQ | MOD_CNST | UNC | DIESEL_LNG | NO_MIN_GAS | BASE | BASE | EAF_65 | none | HIGH_PMR1b | IRP24_MOD | RES_MRGN_10 | BASE3
141.4 | N5 | copt |  |  | 0 |  |  | [2025, 2029]+list(range(2030,2051,5)) | W_P50 | SL_6 | 1 | redz_corridors_eia | copt |  | existing+tdp | VAR_HR | DELAYED_ESKOM_2035 |  |  | 70% | 100% | LOW_PMR1b |  | BASE | BASE | BASE | LOW_CFLEX |  | LOW_PMR1b |  | MOD_CNST | MTSAO_BQ | MOD_CNST | UNC | DIESEL_LNG | NO_MIN_GAS | BASE | BASE | EAF_65 | none | HIGH_PMR1b | IRP24_MOD | RES_MRGN_10 | BASE3
142.1 | N6 | copt |  |  | 0 |  |  | [2025, 2029]+list(range(2030,2051,5)) | W_P50 | SL_12 | 1 | redz_corridors_eia | copt |  | existing+tdp | VAR_HR | DELAYED_ESKOM_2035 |  |  | 40% | 150% | LOW_PMR1b |  | BASE | BASE | BASE | LOW_CFLEX |  | LOW_PMR1b |  | MOD_CNST | MTSAO_BQ | MOD_CNST | UNC | DIESEL_LNG | NO_MIN_GAS | BASE | BASE | EAF_65 | none | HIGH_PMR1b | IRP24_MOD | RES_MRGN_10 | BASE3
142.8 | N7 | copt |  |  | 0 |  |  | [2025, 2029]+list(range(2030,2051,5)) | W_P50 | SL_0 | 1 | redz_corridors_eia | copt | LC | existing+tdp | VAR_HR | DELAYED_ESKOM_2035 |  |  | 70% | 50% | LOW_PMR1b | FS_2045 | BASE | BASE | BASE | LOW_CFLEX |  | LOW_PMR1b | FS_2045 | MOD_CNST | MTSAO_BQ | MOD_CNST | UNC | DIESEL_LNG | NO_MIN_GAS | BASE | BASE | EAF_65 | none | HIGH_PMR1b | IRP24_MOD | RES_MRGN_10 | BASE3
143.5 | N8 | copt |  |  | 0 |  |  | [2025, 2029]+list(range(2030,2051,5)) | W_P50 | SL_0 | 1 | redz_corridors_eia | copt |  | existing+tdp | VAR_HR | DELAYED_ESKOM_2035 |  |  | 50% | 100% | LOW_PMR1b |  | BASE | BASE | BASE | LOW_CFLEX |  | LOW_PMR1b |  | MOD_CNST | MTSAO_BQ | MOD_CNST | UNC | DIESEL_LNG | NO_MIN_GAS | BASE | BASE | EAF_65 | none | HIGH_PMR1b | IRP24_MOD | RES_MRGN_10 | BASE3
144.2 | N9 | copt |  |  | 0 |  |  | [2025, 2029]+list(range(2030,2051,5)) | W_P50 | SL_1 | 1 | redz_corridors_eia | copt |  | existing+tdp | VAR_HR | DELAYED_ESKOM_2035 |  |  | 70% | 100% | LOW_PMR1b |  | BASE | BASE | BASE | LOW_CFLEX |  | LOW_PMR1b |  | MOD_CNST | MTSAO_BQ | MOD_CNST | UNC | DIESEL_LNG | NO_MIN_GAS | BASE | BASE | EAF_65 | none | HIGH_PMR1b | IRP24_MOD | RES_MRGN_10 | BASE3
144.9 | N10 | copt |  |  | 0 |  |  | [2025, 2029]+list(range(2030,2051,5)) | W_P50 | SL_1 | 1 | redz_corridors_eia | copt |  | existing+tdp | VAR_HR | DELAYED_ESKOM_2035 |  |  | 50% | 100% | LOW_PMR1b |  | BASE | BASE | BASE | LOW_CFLEX |  | LOW_PMR1b |  | MOD_CNST | MTSAO_BQ | MOD_CNST | UNC | DIESEL_LNG | NO_MIN_GAS | BASE | BASE | EAF_65 | none | HIGH_PMR1b | IRP24_MOD | RES_MRGN_10 | BASE3
145.6 | N11 | copt |  |  | 0 |  |  | [2025, 2029]+list(range(2030,2051,5)) | W_P50 | SL_6 | 1 | redz_corridors_eia | copt |  | existing+tdp | VAR_HR | DELAYED_ESKOM_2035 |  |  | 70% | 100% | LOW_PMR1b |  | BASE | BASE | BASE | LOW_CFLEX |  | LOW_PMR1b |  | MOD_CNST | MTSAO_BQ | MOD_CNST | UNC | DIESEL_LNG | NO_MIN_GAS | BASE | BASE | EAF_65 | none | HIGH_PMR1b | IRP24_MOD | RES_MRGN_10 | BASE3
146.3 | N12 | copt |  |  | 0 |  |  | [2025, 2029]+list(range(2030,2051,5)) | W_P50 | SL_12 | 1 | redz_corridors_eia | copt |  | existing+tdp | VAR_HR | DELAYED_ESKOM_2035 |  |  | 40% | 150% | LOW_PMR1b |  | BASE | BASE | BASE | LOW_CFLEX |  | LOW_PMR1b |  | MOD_CNST | MTSAO_BQ | MOD_CNST | UNC | DIESEL_LNG | NO_MIN_GAS | BASE | BASE | EAF_65 | none | HIGH_PMR1b | IRP24_MOD | RES_MRGN_10 | BASE3
147 | CT1 | copt |  |  | 0 |  |  | [2025, 2029]+list(range(2030,2051,5)) | W_P50 | SL_0 | 1 | redz_corridors_eia | copt | LC | existing+tdp | VAR_HR | DELAYED_ESKOM_2035 |  |  | 70% | 50% | BASE_PMR1b | FS_2045 | BASE | BASE | BASE | BASE_PMR1b |  | BASE_PMR1b | FS_2045 | MOD_CNST | MTSAO_BQ | MOD_CNST | UNC | DIESEL_LNG | NO_MIN_GAS | BASE | BASE | EAF_60 | none | BASE_PMR1b | IRP24_LOW | RES_MRGN_10 | BASE3
147.7 | CT2 | copt |  |  | 0 |  |  | [2025, 2029]+list(range(2030,2051,5)) | W_P50 | SL_12 | 1 | redz_corridors_eia | copt | LC | existing+tdp | VAR_HR | DELAYED_ESKOM_2035 |  |  | 40% | 150% | BASE_PMR1b | FS_2045 | BASE | BASE | BASE | BASE_PMR1b |  | BASE_PMR1b | FS_2045 | MOD_CNST | MTSAO_BQ | MOD_CNST | UNC | DIESEL_LNG | NO_MIN_GAS | BASE | BASE | EAF_60 | none | BASE_PMR1b | IRP24_LOW | RES_MRGN_10 | BASE3
148.4 | CT3 | copt |  |  | 0 |  |  | [2025, 2029]+list(range(2030,2051,5)) | W_P50 | SL_0 | 1 | redz_corridors_eia | copt | LC | existing+tdp | VAR_HR | DELAYED_ESKOM_2035 |  |  | 70% | 50% | BASE_PMR1b | FS_2045 | BASE | BASE | BASE | BASE_PMR1b |  | BASE_PMR1b | FS_2045 | MOD_CNST | MTSAO_BQ | MOD_CNST | UNC | DIESEL_LNG | NO_MIN_GAS | BASE | BASE | EAF_60 | none | BASE_PMR1b | IRP24_LOW | RES_MRGN_10 | BASE3
149.1 | CT4 | copt |  |  | 0 |  |  | [2025, 2029]+list(range(2030,2051,5)) | W_P50 | SL_12 | 1 | redz_corridors_eia | copt | LC | existing+tdp | VAR_HR | DELAYED_ESKOM_2035 |  |  | 40% | 150% | BASE_PMR1b | FS_2045 | BASE | BASE | BASE | BASE_PMR1b |  | BASE_PMR1b | FS_2045 | MOD_CNST | MTSAO_BQ | MOD_CNST | UNC | DIESEL_LNG | NO_MIN_GAS | BASE | BASE | EAF_60 | none | BASE_PMR1b | IRP24_LOW | RES_MRGN_10 | BASE3
149.8 | CT5 | copt |  |  | 0 |  |  | [2025, 2029]+list(range(2030,2051,5)) | W_P50 | SL_0 | 1 | redz_corridors_eia | copt | LC | existing+tdp | VAR_HR | DELAYED_ESKOM_2035 |  |  | 70% | 50% | BASE_PMR1b | FS_2045 | BASE | BASE | BASE | BASE_PMR1b |  | BASE_PMR1b | FS_2045 | MOD_CNST | MTSAO_BQ | MOD_CNST | UNC | DIESEL_LNG | NO_MIN_GAS | BASE | BASE | EAF_60 | none | LOW_PMR1b | IRP24_LOW | RES_MRGN_10 | BASE3
150.5 | CT6 | copt |  |  | 0 |  |  | [2025, 2029]+list(range(2030,2051,5)) | W_P50 | SL_12 | 1 | redz_corridors_eia | copt | LC | existing+tdp | VAR_HR | DELAYED_ESKOM_2035 |  |  | 40% | 150% | BASE_PMR1b | FS_2045 | BASE | BASE | BASE | BASE_PMR1b |  | BASE_PMR1b | FS_2045 | MOD_CNST | MTSAO_BQ | MOD_CNST | UNC | DIESEL_LNG | NO_MIN_GAS | BASE | BASE | EAF_60 | none | LOW_PMR1b | IRP24_LOW | RES_MRGN_10 | BASE3
151.2 | CT7 | copt |  |  | 0 |  |  | [2025, 2029]+list(range(2030,2051,5)) | W_P50 | SL_0 | 1 | redz_corridors_eia | copt | LC | existing+tdp | VAR_HR | DELAYED_ESKOM_2035 |  |  | 70% | 50% | BASE_PMR1b | FS_2045 | BASE | BASE | BASE | BASE_PMR1b |  | BASE_PMR1b | FS_2045 | MOD_CNST | MTSAO_BQ | MOD_CNST | UNC | DIESEL_LNG | NO_MIN_GAS | BASE | BASE | EAF_60 | none | LOW_PMR1b | IRP24_LOW | RES_MRGN_10 | BASE3
151.9 | CT8 | copt |  |  | 0 |  |  | [2025, 2029]+list(range(2030,2051,5)) | W_P50 | SL_12 | 1 | redz_corridors_eia | copt | LC | existing+tdp | VAR_HR | DELAYED_ESKOM_2035 |  |  | 40% | 150% | BASE_PMR1b | FS_2045 | BASE | BASE | BASE | BASE_PMR1b |  | BASE_PMR1b | FS_2045 | MOD_CNST | MTSAO_BQ | MOD_CNST | UNC | DIESEL_LNG | NO_MIN_GAS | BASE | BASE | EAF_60 | none | LOW_PMR1b | IRP24_LOW | RES_MRGN_10 | BASE3
152.6 | CT9 | copt |  |  | 0 |  |  | [2025, 2029]+list(range(2030,2051,5)) | W_P50 | SL_0 | 1 | redz_corridors_eia | copt | LC | existing+tdp | VAR_HR | DELAYED_ESKOM_2035 |  |  | 70% | 50% | BASE_PMR1b | FS_2045 | BASE | BASE | BASE | BASE_PMR1b |  | BASE_PMR1b | FS_2045 | MOD_CNST | MTSAO_BQ | MOD_CNST | UNC | DIESEL_LNG | NO_MIN_GAS | BASE | BASE | EAF_60 | none | HIGH_PMR1b | IRP24_LOW | RES_MRGN_10 | BASE3
153.3 | CT10 | copt |  |  | 0 |  |  | [2025, 2029]+list(range(2030,2051,5)) | W_P50 | SL_12 | 1 | redz_corridors_eia | copt | LC | existing+tdp | VAR_HR | DELAYED_ESKOM_2035 |  |  | 40% | 150% | BASE_PMR1b | FS_2045 | BASE | BASE | BASE | BASE_PMR1b |  | BASE_PMR1b | FS_2045 | MOD_CNST | MTSAO_BQ | MOD_CNST | UNC | DIESEL_LNG | NO_MIN_GAS | BASE | BASE | EAF_60 | none | HIGH_PMR1b | IRP24_LOW | RES_MRGN_10 | BASE3
154 | CT11 | copt |  |  | 0 |  |  | [2025, 2029]+list(range(2030,2051,5)) | W_P50 | SL_0 | 1 | redz_corridors_eia | copt | LC | existing+tdp | VAR_HR | DELAYED_ESKOM_2035 |  |  | 70% | 50% | BASE_PMR1b | FS_2045 | BASE | BASE | BASE | BASE_PMR1b |  | BASE_PMR1b | FS_2045 | MOD_CNST | MTSAO_BQ | MOD_CNST | UNC | DIESEL_LNG | NO_MIN_GAS | BASE | BASE | EAF_60 | none | HIGH_PMR1b | IRP24_LOW | RES_MRGN_10 | BASE3
154.7 | CT12 | copt |  |  | 0 |  |  | [2025, 2029]+list(range(2030,2051,5)) | W_P50 | SL_12 | 1 | redz_corridors_eia | copt | LC | existing+tdp | VAR_HR | DELAYED_ESKOM_2035 |  |  | 40% | 150% | BASE_PMR1b | FS_2045 | BASE | BASE | BASE | BASE_PMR1b |  | BASE_PMR1b | FS_2045 | MOD_CNST | MTSAO_BQ | MOD_CNST | UNC | DIESEL_LNG | NO_MIN_GAS | BASE | BASE | EAF_60 | none | HIGH_PMR1b | IRP24_LOW | RES_MRGN_10 | BASE3
155.4 | CT13 | copt |  |  | 0 |  |  | [2025, 2029]+list(range(2030,2051,5)) | W_P50 | SL_0 | 1 | redz_corridors_eia | copt | LC | existing+tdp | VAR_HR | DELAYED_ESKOM_2035 |  |  | 70% | 50% | BASE_PMR1b | FS_2045 | BASE | BASE | BASE | BASE_PMR1b |  | BASE_PMR1b | FS_2045 | MOD_CNST | MTSAO_BQ | MOD_CNST | UNC | DIESEL_LNG | NO_MIN_GAS | BASE | BASE | EAF_60 | none | BASE_LOW_PMR1b | IRP24_LOW | RES_MRGN_10 | BASE3
156.1 | CT14 | copt |  |  | 0 |  |  | [2025, 2029]+list(range(2030,2051,5)) | W_P50 | SL_12 | 1 | redz_corridors_eia | copt | LC | existing+tdp | VAR_HR | DELAYED_ESKOM_2035 |  |  | 40% | 150% | BASE_PMR1b | FS_2045 | BASE | BASE | BASE | BASE_PMR1b |  | BASE_PMR1b | FS_2045 | MOD_CNST | MTSAO_BQ | MOD_CNST | UNC | DIESEL_LNG | NO_MIN_GAS | BASE | BASE | EAF_60 | none | BASE_LOW_PMR1b | IRP24_LOW | RES_MRGN_10 | BASE3
156.8 | CT15 | copt |  |  | 0 |  |  | [2025, 2029]+list(range(2030,2051,5)) | W_P50 | SL_0 | 1 | redz_corridors_eia | copt | LC | existing+tdp | VAR_HR | DELAYED_ESKOM_2035 |  |  | 70% | 50% | BASE_PMR1b | FS_2045 | BASE | BASE | BASE | BASE_PMR1b |  | BASE_PMR1b | FS_2045 | MOD_CNST | MTSAO_BQ | MOD_CNST | UNC | DIESEL_LNG | NO_MIN_GAS | BASE | BASE | EAF_60 | none | BASE_LOW_PMR1b | IRP24_LOW | RES_MRGN_10 | BASE3
157.5 | CT16 | copt |  |  | 0 |  |  | [2025, 2029]+list(range(2030,2051,5)) | W_P50 | SL_12 | 1 | redz_corridors_eia | copt | LC | existing+tdp | VAR_HR | DELAYED_ESKOM_2035 |  |  | 40% | 150% | BASE_PMR1b | FS_2045 | BASE | BASE | BASE | BASE_PMR1b |  | BASE_PMR1b | FS_2045 | MOD_CNST | MTSAO_BQ | MOD_CNST | UNC | DIESEL_LNG | NO_MIN_GAS | BASE | BASE | EAF_60 | none | BASE_LOW_PMR1b | IRP24_LOW | RES_MRGN_10 | BASE3
158.2 | CT17 | copt |  |  | 0 |  |  | [2025, 2029]+list(range(2030,2051,5)) | W_P50 | SL_0 | 1 | redz_corridors_eia | copt | LC | existing+tdp | VAR_HR | DELAYED_ESKOM_2035 |  |  | 70% | 50% | BASE_PMR1b | FS_2045 | BASE | BASE | BASE | BASE_PMR1b |  | BASE_PMR1b | FS_2045 | MOD_CNST | MTSAO_BQ | MOD_CNST | UNC | DIESEL_LNG | NO_MIN_GAS | BASE | BASE | EAF_60 | none | HIGH_BASE_PMR1b | IRP24_LOW | RES_MRGN_10 | BASE3
158.9 | CT18 | copt |  |  | 0 |  |  | [2025, 2029]+list(range(2030,2051,5)) | W_P50 | SL_12 | 1 | redz_corridors_eia | copt | LC | existing+tdp | VAR_HR | DELAYED_ESKOM_2035 |  |  | 40% | 150% | BASE_PMR1b | FS_2045 | BASE | BASE | BASE | BASE_PMR1b |  | BASE_PMR1b | FS_2045 | MOD_CNST | MTSAO_BQ | MOD_CNST | UNC | DIESEL_LNG | NO_MIN_GAS | BASE | BASE | EAF_60 | none | HIGH_BASE_PMR1b | IRP24_LOW | RES_MRGN_10 | BASE3
159.6 | CT19 | copt |  |  | 0 |  |  | [2025, 2029]+list(range(2030,2051,5)) | W_P50 | SL_0 | 1 | redz_corridors_eia | copt | LC | existing+tdp | VAR_HR | DELAYED_ESKOM_2035 |  |  | 70% | 50% | BASE_PMR1b | FS_2045 | BASE | BASE | BASE | BASE_PMR1b |  | BASE_PMR1b | FS_2045 | MOD_CNST | MTSAO_BQ | MOD_CNST | UNC | DIESEL_LNG | NO_MIN_GAS | BASE | BASE | EAF_60 | none | HIGH_BASE_PMR1b | IRP24_LOW | RES_MRGN_10 | BASE3
160.3 | CT20 | copt |  |  | 0 |  |  | [2025, 2029]+list(range(2030,2051,5)) | W_P50 | SL_12 | 1 | redz_corridors_eia | copt | LC | existing+tdp | VAR_HR | DELAYED_ESKOM_2035 |  |  | 40% | 150% | BASE_PMR1b | FS_2045 | BASE | BASE | BASE | BASE_PMR1b |  | BASE_PMR1b | FS_2045 | MOD_CNST | MTSAO_BQ | MOD_CNST | UNC | DIESEL_LNG | NO_MIN_GAS | BASE | BASE | EAF_60 | none | HIGH_BASE_PMR1b | IRP24_LOW | RES_MRGN_10 | BASE3
161 | CT21 | copt |  |  | 0 |  |  | [2025, 2029]+list(range(2030,2051,5)) | W_P50 | SL_0 | 1 | redz_corridors_eia | copt | LC | existing+tdp | VAR_HR | DELAYED_ESKOM_2035 |  |  | 70% | 50% | BASE_PMR1b | FS_2045 | BASE | BASE | BASE | BASE_PMR1b |  | BASE_PMR1b | FS_2045 | MOD_CNST | MTSAO_BQ | MOD_CNST | UNC | DIESEL_LNG | NO_MIN_GAS | BASE | BASE | EAF_60 | none | none | IRP24_LOW | RES_MRGN_10 | BASE3
161.7 | CT22 | copt |  |  | 0 |  |  | [2025, 2029]+list(range(2030,2051,5)) | W_P50 | SL_12 | 1 | redz_corridors_eia | copt | LC | existing+tdp | VAR_HR | DELAYED_ESKOM_2035 |  |  | 40% | 150% | BASE_PMR1b | FS_2045 | BASE | BASE | BASE | BASE_PMR1b |  | BASE_PMR1b | FS_2045 | MOD_CNST | MTSAO_BQ | MOD_CNST | UNC | DIESEL_LNG | NO_MIN_GAS | BASE | BASE | EAF_60 | none | none | IRP24_LOW | RES_MRGN_10 | BASE3
162.4 | CT23 | copt |  |  | 0 |  |  | [2025, 2029]+list(range(2030,2051,5)) | W_P50 | SL_0 | 1 | redz_corridors_eia | copt | LC | existing+tdp | VAR_HR | DELAYED_ESKOM_2035 |  |  | 70% | 50% | BASE_PMR1b | FS_2045 | BASE | BASE | BASE | BASE_PMR1b |  | BASE_PMR1b | FS_2045 | MOD_CNST | MTSAO_BQ | MOD_CNST | UNC | DIESEL_LNG | NO_MIN_GAS | BASE | BASE | EAF_60 | none | none | IRP24_LOW | RES_MRGN_10 | BASE3
163.1 | CT24 | copt |  |  | 0 |  |  | [2025, 2029]+list(range(2030,2051,5)) | W_P50 | SL_12 | 1 | redz_corridors_eia | copt | LC | existing+tdp | VAR_HR | DELAYED_ESKOM_2035 |  |  | 40% | 150% | BASE_PMR1b | FS_2045 | BASE | BASE | BASE | BASE_PMR1b |  | BASE_PMR1b | FS_2045 | MOD_CNST | MTSAO_BQ | MOD_CNST | UNC | DIESEL_LNG | NO_MIN_GAS | BASE | BASE | EAF_60 | none | none | IRP24_LOW | RES_MRGN_10 | BASE3
163.8 | CT25 | copt |  |  | 0 |  |  | [2025, 2029]+list(range(2030,2051,5)) | W_P50 | SL_1 | 1 | redz_corridors_eia | copt | LC | existing+tdp | VAR_HR | DELAYED_ESKOM_2035 |  |  | 70% | 50% | BASE_PMR1b | FS_2045 | BASE | BASE | BASE | BASE_PMR1b |  | BASE_PMR1b | FS_2045 | MOD_CNST | MTSAO_BQ | MOD_CNST | UNC | DIESEL_LNG | NO_MIN_GAS | BASE | BASE | EAF_60 | none | BASE_PMR1b | IRP24_LOW | RES_MRGN_10 | BASE3
164.5 | CT26 | copt |  |  | 0 |  |  | [2025, 2029]+list(range(2030,2051,5)) | W_P50 | SL_1 | 1 | redz_corridors_eia | copt | LC | existing+tdp | VAR_HR | DELAYED_ESKOM_2035 |  |  | 70% | 50% | BASE_PMR1b | FS_2045 | BASE | BASE | BASE | BASE_PMR1b |  | BASE_PMR1b | FS_2045 | MOD_CNST | MTSAO_BQ | MOD_CNST | UNC | DIESEL_LNG | NO_MIN_GAS | BASE | BASE | EAF_60 | none | BASE_PMR1b | IRP24_LOW | RES_MRGN_10 | BASE3
165.2 | CT27 | copt |  |  | 0 |  |  | [2025, 2029]+list(range(2030,2051,5)) | W_P50 | SL_1 | 1 | redz_corridors_eia | copt | LC | existing+tdp | VAR_HR | DELAYED_ESKOM_2035 |  |  | 70% | 50% | BASE_PMR1b | FS_2045 | BASE | BASE | BASE | BASE_PMR1b |  | BASE_PMR1b | FS_2045 | MOD_CNST | MTSAO_BQ | MOD_CNST | UNC | DIESEL_LNG | NO_MIN_GAS | BASE | BASE | EAF_60 | none | LOW_PMR1b | IRP24_LOW | RES_MRGN_10 | BASE3
165.9 | CT28 | copt |  |  | 0 |  |  | [2025, 2029]+list(range(2030,2051,5)) | W_P50 | SL_1 | 1 | redz_corridors_eia | copt | LC | existing+tdp | VAR_HR | DELAYED_ESKOM_2035 |  |  | 70% | 50% | BASE_PMR1b | FS_2045 | BASE | BASE | BASE | BASE_PMR1b |  | BASE_PMR1b | FS_2045 | MOD_CNST | MTSAO_BQ | MOD_CNST | UNC | DIESEL_LNG | NO_MIN_GAS | BASE | BASE | EAF_60 | none | LOW_PMR1b | IRP24_LOW | RES_MRGN_10 | BASE3
166.6 | CT29 | copt |  |  | 0 |  |  | [2025, 2029]+list(range(2030,2051,5)) | W_P50 | SL_1 | 1 | redz_corridors_eia | copt | LC | existing+tdp | VAR_HR | DELAYED_ESKOM_2035 |  |  | 70% | 50% | BASE_PMR1b | FS_2045 | BASE | BASE | BASE | BASE_PMR1b |  | BASE_PMR1b | FS_2045 | MOD_CNST | MTSAO_BQ | MOD_CNST | UNC | DIESEL_LNG | NO_MIN_GAS | BASE | BASE | EAF_60 | none | HIGH_PMR1b | IRP24_LOW | RES_MRGN_10 | BASE3
167.3 | CT30 | copt |  |  | 0 |  |  | [2025, 2029]+list(range(2030,2051,5)) | W_P50 | SL_1 | 1 | redz_corridors_eia | copt | LC | existing+tdp | VAR_HR | DELAYED_ESKOM_2035 |  |  | 70% | 50% | BASE_PMR1b | FS_2045 | BASE | BASE | BASE | BASE_PMR1b |  | BASE_PMR1b | FS_2045 | MOD_CNST | MTSAO_BQ | MOD_CNST | UNC | DIESEL_LNG | NO_MIN_GAS | BASE | BASE | EAF_60 | none | HIGH_PMR1b | IRP24_LOW | RES_MRGN_10 | BASE3
168 | CT31 | copt |  |  | 0 |  |  | [2025, 2029]+list(range(2030,2051,5)) | W_P50 | SL_1 | 1 | redz_corridors_eia | copt | LC | existing+tdp | VAR_HR | DELAYED_ESKOM_2035 |  |  | 70% | 50% | BASE_PMR1b | FS_2045 | BASE | BASE | BASE | BASE_PMR1b |  | BASE_PMR1b | FS_2045 | MOD_CNST | MTSAO_BQ | MOD_CNST | UNC | DIESEL_LNG | NO_MIN_GAS | BASE | BASE | EAF_60 | none | BASE_LOW_PMR1b | IRP24_LOW | RES_MRGN_10 | BASE3
168.7 | CT32 | copt |  |  | 0 |  |  | [2025, 2029]+list(range(2030,2051,5)) | W_P50 | SL_1 | 1 | redz_corridors_eia | copt | LC | existing+tdp | VAR_HR | DELAYED_ESKOM_2035 |  |  | 70% | 50% | BASE_PMR1b | FS_2045 | BASE | BASE | BASE | BASE_PMR1b |  | BASE_PMR1b | FS_2045 | MOD_CNST | MTSAO_BQ | MOD_CNST | UNC | DIESEL_LNG | NO_MIN_GAS | BASE | BASE | EAF_60 | none | BASE_LOW_PMR1b | IRP24_LOW | RES_MRGN_10 | BASE3
169.4 | CT33 | copt |  |  | 0 |  |  | [2025, 2029]+list(range(2030,2051,5)) | W_P50 | SL_1 | 1 | redz_corridors_eia | copt | LC | existing+tdp | VAR_HR | DELAYED_ESKOM_2035 |  |  | 70% | 50% | BASE_PMR1b | FS_2045 | BASE | BASE | BASE | BASE_PMR1b |  | BASE_PMR1b | FS_2045 | MOD_CNST | MTSAO_BQ | MOD_CNST | UNC | DIESEL_LNG | NO_MIN_GAS | BASE | BASE | EAF_60 | none | HIGH_BASE_PMR1b | IRP24_LOW | RES_MRGN_10 | BASE3
170.1 | CT34 | copt |  |  | 0 |  |  | [2025, 2029]+list(range(2030,2051,5)) | W_P50 | SL_1 | 1 | redz_corridors_eia | copt | LC | existing+tdp | VAR_HR | DELAYED_ESKOM_2035 |  |  | 70% | 50% | BASE_PMR1b | FS_2045 | BASE | BASE | BASE | BASE_PMR1b |  | BASE_PMR1b | FS_2045 | MOD_CNST | MTSAO_BQ | MOD_CNST | UNC | DIESEL_LNG | NO_MIN_GAS | BASE | BASE | EAF_60 | none | HIGH_BASE_PMR1b | IRP24_LOW | RES_MRGN_10 | BASE3
170.8 | CT35 | copt |  |  | 0 |  |  | [2025, 2029]+list(range(2030,2051,5)) | W_P50 | SL_1 | 1 | redz_corridors_eia | copt | LC | existing+tdp | VAR_HR | DELAYED_ESKOM_2035 |  |  | 70% | 50% | BASE_PMR1b | FS_2045 | BASE | BASE | BASE | BASE_PMR1b |  | BASE_PMR1b | FS_2045 | MOD_CNST | MTSAO_BQ | MOD_CNST | UNC | DIESEL_LNG | NO_MIN_GAS | BASE | BASE | EAF_60 | none | none | IRP24_LOW | RES_MRGN_10 | BASE3
171.5 | CT36 | copt |  |  | 0 |  |  | [2025, 2029]+list(range(2030,2051,5)) | W_P50 | SL_1 | 1 | redz_corridors_eia | copt | LC | existing+tdp | VAR_HR | DELAYED_ESKOM_2035 |  |  | 70% | 50% | BASE_PMR1b | FS_2045 | BASE | BASE | BASE | BASE_PMR1b |  | BASE_PMR1b | FS_2045 | MOD_CNST | MTSAO_BQ | MOD_CNST | UNC | DIESEL_LNG | NO_MIN_GAS | BASE | BASE | EAF_60 | none | none | IRP24_LOW | RES_MRGN_10 | BASE3

## archive
index | scenario | iteration | iteration_prev | machine | capacity_solver | dispatch_solver | show | export | export_iteration | run_scenario | dispatch_sensitivity | dispatch_capacity_modifiers | variable_storage_vom | capacity_years | dispatch_years | capacity_weather | dispatch_weather | dispatch_coal_flex | regions | resource_area | line_expansion | options | transmission_grid | fixed_conventional | phased_decom | unit_com_in_capacity | endogenous_coal_decom | override_coal_msl | coal_ramp_rate_multiplier | fixed_fuel_prices | fixed_emissions | fixed_renewables | fixed_storage | extendable_active | extendable_parameters | global_discount_rate | extendable_fuel_prices | extendable_emissions | extendable_max_total | extendable_min_total | extendable_max_annual | extendable_min_annual | aux_stg_feed | capacity_operational_limits | dispatch_operational_limits | operational_reserves | outage_profiles | annual_availability | carbon_constraints | carbon_tax | load_trajectory | reserve_margin | capacity_credits
1 | S1 | 0 |  | pklein-DESKTOP2 | copt | copt |  |  | 0 |  | none |  |  | [2025, 2029]+list(range(2030,2051,5)) | range(2030,2051,2) | W_P50 | W_P50 | SL_0 | 1 | redz_corridors_eia | copt | LC | existing+tdp | BASE_COALFLEX | DELAYED_ESKOM_2035 |  |  | 70% | 150% | BASE_PMR1b | FS_2045 | BASE | BASE | BASE | BASE_PMR1b | 9.2% | BASE_PMR1b | FS_2045 | MOD_CNST | MTSAO_BQ | MOD_CNST | UNC | DIESEL_LNG | NO_MIN_GAS | NO_MIN_GAS | BASE | BASE | EAF_60 | none | BASE_PMR1b | IRP24_LOW | RES_MRGN_10 | BASE3
2 | S2 | 0 |  |  | copt | copt |  |  | 0 |  | none |  |  | [2025, 2029]+list(range(2030,2051,5)) | range(2030,2051,2) | W_P50 | W_P50 | SL_0 | 1 | redz_corridors_eia | copt | LC | existing+tdp | BASE_COALFLEX | DELAYED_ESKOM_2035 |  |  | 70% | 100% | BASE_PMR1b |  | BASE | BASE | BASE | BASE_PMR1b |  | BASE_PMR1b |  | MOD_CNST | MTSAO_BQ | MOD_CNST | UNC | DIESEL_LNG | NO_MIN_GAS | NO_MIN_GAS | BASE | BASE | EAF_60 | none | BASE_PMR1b | IRP24_LOW | RES_MRGN_10 | BASE3
3 | S3 | 0 |  |  | copt | copt |  |  | 0 |  | none |  |  | [2025, 2029]+list(range(2030,2051,5)) | range(2030,2051,2) | W_P50 | W_P50 | SL_0 | 1 | redz_corridors_eia | copt |  | existing+tdp | BASE_COALFLEX | DELAYED_ESKOM_2035 |  |  | 70% | 50% | BASE_PMR1b |  | BASE | BASE | BASE | BASE_PMR1b |  | BASE_PMR1b |  | MOD_CNST | MTSAO_BQ | MOD_CNST | UNC | DIESEL_LNG | NO_MIN_GAS | NO_MIN_GAS | BASE | BASE | EAF_60 | none | BASE_PMR1b | IRP24_LOW | RES_MRGN_10 | BASE3
| S4 | 0 |  |  | copt | copt |  |  | 0 |  | none |  |  | [2025, 2029]+list(range(2030,2051,5)) | range(2030,2051,2) | W_P50 | W_P50 | SL_0 | 1 | redz_corridors_eia | copt |  | existing+tdp | BASE_COALFLEX | DELAYED_ESKOM_2035 |  |  | 60% | 150% | BASE_PMR1b |  | BASE | BASE | BASE | BASE_PMR1b |  | BASE_PMR1b |  | MOD_CNST | MTSAO_BQ | MOD_CNST | UNC | DIESEL_LNG | NO_MIN_GAS | NO_MIN_GAS | BASE | BASE | EAF_60 | none | BASE_PMR1b | IRP24_LOW | RES_MRGN_10 | BASE3
| S5 | 0 |  |  | copt | copt |  |  | 0 |  | none |  |  | [2025, 2029]+list(range(2030,2051,5)) | range(2030,2051,2) | W_P50 | W_P50 | SL_0 | 1 | redz_corridors_eia | copt |  | existing+tdp | BASE_COALFLEX | DELAYED_ESKOM_2035 |  |  | 60% | 100% | BASE_PMR1b |  | BASE | BASE | BASE | BASE_PMR1b |  | BASE_PMR1b |  | MOD_CNST | MTSAO_BQ | MOD_CNST | UNC | DIESEL_LNG | NO_MIN_GAS | NO_MIN_GAS | BASE | BASE | EAF_60 | none | BASE_PMR1b | IRP24_LOW | RES_MRGN_10 | BASE3
| S6 | 0 |  |  | copt | copt |  |  | 0 |  | none |  |  | [2025, 2029]+list(range(2030,2051,5)) | range(2030,2051,2) | W_P50 | W_P50 | SL_0 | 1 | redz_corridors_eia | copt |  | existing+tdp | BASE_COALFLEX | DELAYED_ESKOM_2035 |  |  | 60% | 50% | BASE_PMR1b |  | BASE | BASE | BASE | BASE_PMR1b |  | BASE_PMR1b |  | MOD_CNST | MTSAO_BQ | MOD_CNST | UNC | DIESEL_LNG | NO_MIN_GAS | NO_MIN_GAS | BASE | BASE | EAF_60 | none | BASE_PMR1b | IRP24_LOW | RES_MRGN_10 | BASE3
| S7 | 0 |  |  | copt | copt |  |  | 0 |  | none |  |  | [2025, 2029]+list(range(2030,2051,5)) | range(2030,2051,2) | W_P50 | W_P50 | SL_0 | 1 | redz_corridors_eia | copt |  | existing+tdp | BASE_COALFLEX | DELAYED_ESKOM_2035 |  |  | 50% | 150% | BASE_PMR1b |  | BASE | BASE | BASE | BASE_PMR1b |  | BASE_PMR1b |  | MOD_CNST | MTSAO_BQ | MOD_CNST | UNC | DIESEL_LNG | NO_MIN_GAS | NO_MIN_GAS | BASE | BASE | EAF_60 | none | BASE_PMR1b | IRP24_LOW | RES_MRGN_10 | BASE3
| S8 | 0 |  |  | copt | copt |  |  | 0 |  | none |  |  | [2025, 2029]+list(range(2030,2051,5)) | range(2030,2051,2) | W_P50 | W_P50 | SL_0 | 1 | redz_corridors_eia | copt |  | existing+tdp | BASE_COALFLEX | DELAYED_ESKOM_2035 |  |  | 50% | 100% | BASE_PMR1b |  | BASE | BASE | BASE | BASE_PMR1b |  | BASE_PMR1b |  | MOD_CNST | MTSAO_BQ | MOD_CNST | UNC | DIESEL_LNG | NO_MIN_GAS | NO_MIN_GAS | BASE | BASE | EAF_60 | none | BASE_PMR1b | IRP24_LOW | RES_MRGN_10 | BASE3
| S9 | 0 |  |  | copt | copt |  |  | 0 |  | none |  |  | [2025, 2029]+list(range(2030,2051,5)) | range(2030,2051,2) | W_P50 | W_P50 | SL_0 | 1 | redz_corridors_eia | copt |  | existing+tdp | BASE_COALFLEX | DELAYED_ESKOM_2035 |  |  | 50% | 50% | BASE_PMR1b |  | BASE | BASE | BASE | BASE_PMR1b |  | BASE_PMR1b |  | MOD_CNST | MTSAO_BQ | MOD_CNST | UNC | DIESEL_LNG | NO_MIN_GAS | NO_MIN_GAS | BASE | BASE | EAF_60 | none | BASE_PMR1b | IRP24_LOW | RES_MRGN_10 | BASE3
| S10 | 0 |  |  | copt | copt |  |  | 0 |  | none |  |  | [2025, 2029]+list(range(2030,2051,5)) | range(2030,2051,2) | W_P50 | W_P50 | SL_0 | 1 | redz_corridors_eia | copt |  | existing+tdp | BASE_COALFLEX | DELAYED_ESKOM_2035 |  |  | 40% | 150% | BASE_PMR1b |  | BASE | BASE | BASE | BASE_PMR1b |  | BASE_PMR1b |  | MOD_CNST | MTSAO_BQ | MOD_CNST | UNC | DIESEL_LNG | NO_MIN_GAS | NO_MIN_GAS | BASE | BASE | EAF_60 | none | BASE_PMR1b | IRP24_LOW | RES_MRGN_10 | BASE3
| S11 | 0 |  |  | copt | copt |  |  | 0 |  | none |  |  | [2025, 2029]+list(range(2030,2051,5)) | range(2030,2051,2) | W_P50 | W_P50 | SL_0 | 1 | redz_corridors_eia | copt |  | existing+tdp | BASE_COALFLEX | DELAYED_ESKOM_2035 |  |  | 40% | 100% | BASE_PMR1b |  | BASE | BASE | BASE | BASE_PMR1b |  | BASE_PMR1b |  | MOD_CNST | MTSAO_BQ | MOD_CNST | UNC | DIESEL_LNG | NO_MIN_GAS | NO_MIN_GAS | BASE | BASE | EAF_60 | none | BASE_PMR1b | IRP24_LOW | RES_MRGN_10 | BASE3
| S12 | 0 |  |  | copt | copt |  |  | 0 |  | none |  |  | [2025, 2029]+list(range(2030,2051,5)) | range(2030,2051,2) | W_P50 | W_P50 | SL_0 | 1 | redz_corridors_eia | copt |  | existing+tdp | BASE_COALFLEX | DELAYED_ESKOM_2035 |  |  | 40% | 50% | BASE_PMR1b |  | BASE | BASE | BASE | BASE_PMR1b |  | BASE_PMR1b |  | MOD_CNST | MTSAO_BQ | MOD_CNST | UNC | DIESEL_LNG | NO_MIN_GAS | NO_MIN_GAS | BASE | BASE | EAF_60 | none | BASE_PMR1b | IRP24_LOW | RES_MRGN_10 | BASE3
| S13 | 0 |  |  | copt | copt |  |  | 0 |  | none |  |  | [2025, 2029]+list(range(2030,2051,5)) | range(2030,2051,2) | W_P50 | W_P50 | SL_1 | 1 | redz_corridors_eia | copt |  | existing+tdp | BASE_COALFLEX | DELAYED_ESKOM_2035 |  |  | 70% | 150% | BASE_PMR1b |  | BASE | BASE | BASE | BASE_PMR1b |  | BASE_PMR1b |  | MOD_CNST | MTSAO_BQ | MOD_CNST | UNC | DIESEL_LNG | NO_MIN_GAS | NO_MIN_GAS | BASE | BASE | EAF_60 | none | BASE_PMR1b | IRP24_LOW | RES_MRGN_10 | BASE3
| S14 | 0 |  |  | copt | copt |  |  | 0 |  | none |  |  | [2025, 2029]+list(range(2030,2051,5)) | range(2030,2051,2) | W_P50 | W_P50 | SL_1 | 1 | redz_corridors_eia | copt |  | existing+tdp | BASE_COALFLEX | DELAYED_ESKOM_2035 |  |  | 70% | 100% | BASE_PMR1b |  | BASE | BASE | BASE | BASE_PMR1b |  | BASE_PMR1b |  | MOD_CNST | MTSAO_BQ | MOD_CNST | UNC | DIESEL_LNG | NO_MIN_GAS | NO_MIN_GAS | BASE | BASE | EAF_60 | none | BASE_PMR1b | IRP24_LOW | RES_MRGN_10 | BASE3
| S15 | 0 |  |  | copt | copt |  |  | 0 |  | none |  |  | [2025, 2029]+list(range(2030,2051,5)) | range(2030,2051,2) | W_P50 | W_P50 | SL_1 | 1 | redz_corridors_eia | copt |  | existing+tdp | BASE_COALFLEX | DELAYED_ESKOM_2035 |  |  | 70% | 50% | BASE_PMR1b |  | BASE | BASE | BASE | BASE_PMR1b |  | BASE_PMR1b |  | MOD_CNST | MTSAO_BQ | MOD_CNST | UNC | DIESEL_LNG | NO_MIN_GAS | NO_MIN_GAS | BASE | BASE | EAF_60 | none | BASE_PMR1b | IRP24_LOW | RES_MRGN_10 | BASE3
| S16 | 0 |  |  | copt | copt |  |  | 0 |  | none |  |  | [2025, 2029]+list(range(2030,2051,5)) | range(2030,2051,2) | W_P50 | W_P50 | SL_1 | 1 | redz_corridors_eia | copt |  | existing+tdp | BASE_COALFLEX | DELAYED_ESKOM_2035 |  |  | 60% | 150% | BASE_PMR1b |  | BASE | BASE | BASE | BASE_PMR1b |  | BASE_PMR1b |  | MOD_CNST | MTSAO_BQ | MOD_CNST | UNC | DIESEL_LNG | NO_MIN_GAS | NO_MIN_GAS | BASE | BASE | EAF_60 | none | BASE_PMR1b | IRP24_LOW | RES_MRGN_10 | BASE3
| S17 | 0 |  |  | copt | copt |  |  | 0 |  | none |  |  | [2025, 2029]+list(range(2030,2051,5)) | range(2030,2051,2) | W_P50 | W_P50 | SL_1 | 1 | redz_corridors_eia | copt |  | existing+tdp | BASE_COALFLEX | DELAYED_ESKOM_2035 |  |  | 60% | 100% | BASE_PMR1b |  | BASE | BASE | BASE | BASE_PMR1b |  | BASE_PMR1b |  | MOD_CNST | MTSAO_BQ | MOD_CNST | UNC | DIESEL_LNG | NO_MIN_GAS | NO_MIN_GAS | BASE | BASE | EAF_60 | none | BASE_PMR1b | IRP24_LOW | RES_MRGN_10 | BASE3
| S18 | 0 |  |  | copt | copt |  |  | 0 |  | none |  |  | [2025, 2029]+list(range(2030,2051,5)) | range(2030,2051,2) | W_P50 | W_P50 | SL_1 | 1 | redz_corridors_eia | copt |  | existing+tdp | BASE_COALFLEX | DELAYED_ESKOM_2035 |  |  | 60% | 50% | BASE_PMR1b |  | BASE | BASE | BASE | BASE_PMR1b |  | BASE_PMR1b |  | MOD_CNST | MTSAO_BQ | MOD_CNST | UNC | DIESEL_LNG | NO_MIN_GAS | NO_MIN_GAS | BASE | BASE | EAF_60 | none | BASE_PMR1b | IRP24_LOW | RES_MRGN_10 | BASE3
| S19 | 0 |  |  | copt | copt |  |  | 0 |  | none |  |  | [2025, 2029]+list(range(2030,2051,5)) | range(2030,2051,2) | W_P50 | W_P50 | SL_1 | 1 | redz_corridors_eia | copt |  | existing+tdp | BASE_COALFLEX | DELAYED_ESKOM_2035 |  |  | 50% | 150% | BASE_PMR1b |  | BASE | BASE | BASE | BASE_PMR1b |  | BASE_PMR1b |  | MOD_CNST | MTSAO_BQ | MOD_CNST | UNC | DIESEL_LNG | NO_MIN_GAS | NO_MIN_GAS | BASE | BASE | EAF_60 | none | BASE_PMR1b | IRP24_LOW | RES_MRGN_10 | BASE3
| S20 | 0 |  |  | copt | copt |  |  | 0 |  | none |  |  | [2025, 2029]+list(range(2030,2051,5)) | range(2030,2051,2) | W_P50 | W_P50 | SL_1 | 1 | redz_corridors_eia | copt |  | existing+tdp | BASE_COALFLEX | DELAYED_ESKOM_2035 |  |  | 50% | 100% | BASE_PMR1b |  | BASE | BASE | BASE | BASE_PMR1b |  | BASE_PMR1b |  | MOD_CNST | MTSAO_BQ | MOD_CNST | UNC | DIESEL_LNG | NO_MIN_GAS | NO_MIN_GAS | BASE | BASE | EAF_60 | none | BASE_PMR1b | IRP24_LOW | RES_MRGN_10 | BASE3
| S21 | 0 |  |  | copt | copt |  |  | 0 |  | none |  |  | [2025, 2029]+list(range(2030,2051,5)) | range(2030,2051,2) | W_P50 | W_P50 | SL_1 | 1 | redz_corridors_eia | copt |  | existing+tdp | BASE_COALFLEX | DELAYED_ESKOM_2035 |  |  | 50% | 50% | BASE_PMR1b |  | BASE | BASE | BASE | BASE_PMR1b |  | BASE_PMR1b |  | MOD_CNST | MTSAO_BQ | MOD_CNST | UNC | DIESEL_LNG | NO_MIN_GAS | NO_MIN_GAS | BASE | BASE | EAF_60 | none | BASE_PMR1b | IRP24_LOW | RES_MRGN_10 | BASE3
| S22 | 0 |  |  | copt | copt |  |  | 0 |  | none |  |  | [2025, 2029]+list(range(2030,2051,5)) | range(2030,2051,2) | W_P50 | W_P50 | SL_1 | 1 | redz_corridors_eia | copt |  | existing+tdp | BASE_COALFLEX | DELAYED_ESKOM_2035 |  |  | 40% | 150% | BASE_PMR1b |  | BASE | BASE | BASE | BASE_PMR1b |  | BASE_PMR1b |  | MOD_CNST | MTSAO_BQ | MOD_CNST | UNC | DIESEL_LNG | NO_MIN_GAS | NO_MIN_GAS | BASE | BASE | EAF_60 | none | BASE_PMR1b | IRP24_LOW | RES_MRGN_10 | BASE3
| S23 | 0 |  |  | copt | copt |  |  | 0 |  | none |  |  | [2025, 2029]+list(range(2030,2051,5)) | range(2030,2051,2) | W_P50 | W_P50 | SL_1 | 1 | redz_corridors_eia | copt |  | existing+tdp | BASE_COALFLEX | DELAYED_ESKOM_2035 |  |  | 40% | 100% | BASE_PMR1b |  | BASE | BASE | BASE | BASE_PMR1b |  | BASE_PMR1b |  | MOD_CNST | MTSAO_BQ | MOD_CNST | UNC | DIESEL_LNG | NO_MIN_GAS | NO_MIN_GAS | BASE | BASE | EAF_60 | none | BASE_PMR1b | IRP24_LOW | RES_MRGN_10 | BASE3
| S24 | 0 |  |  | copt | copt |  |  | 0 |  | none |  |  | [2025, 2029]+list(range(2030,2051,5)) | range(2030,2051,2) | W_P50 | W_P50 | SL_1 | 1 | redz_corridors_eia | copt |  | existing+tdp | BASE_COALFLEX | DELAYED_ESKOM_2035 |  |  | 40% | 50% | BASE_PMR1b |  | BASE | BASE | BASE | BASE_PMR1b |  | BASE_PMR1b |  | MOD_CNST | MTSAO_BQ | MOD_CNST | UNC | DIESEL_LNG | NO_MIN_GAS | NO_MIN_GAS | BASE | BASE | EAF_60 | none | BASE_PMR1b | IRP24_LOW | RES_MRGN_10 | BASE3
| S25 | 0 |  |  | copt | copt |  |  | 0 |  | none |  |  | [2025, 2029]+list(range(2030,2051,5)) | range(2030,2051,2) | W_P50 | W_P50 | SL_6 | 1 | redz_corridors_eia | copt |  | existing+tdp | BASE_COALFLEX | DELAYED_ESKOM_2035 |  |  | 70% | 150% | BASE_PMR1b |  | BASE | BASE | BASE | BASE_PMR1b |  | BASE_PMR1b |  | MOD_CNST | MTSAO_BQ | MOD_CNST | UNC | DIESEL_LNG | NO_MIN_GAS | NO_MIN_GAS | BASE | BASE | EAF_60 | none | BASE_PMR1b | IRP24_LOW | RES_MRGN_10 | BASE3
| S26 | 0 |  |  | copt | copt |  |  | 0 |  | none |  |  | [2025, 2029]+list(range(2030,2051,5)) | range(2030,2051,2) | W_P50 | W_P50 | SL_6 | 1 | redz_corridors_eia | copt |  | existing+tdp | BASE_COALFLEX | DELAYED_ESKOM_2035 |  |  | 70% | 100% | BASE_PMR1b |  | BASE | BASE | BASE | BASE_PMR1b |  | BASE_PMR1b |  | MOD_CNST | MTSAO_BQ | MOD_CNST | UNC | DIESEL_LNG | NO_MIN_GAS | NO_MIN_GAS | BASE | BASE | EAF_60 | none | BASE_PMR1b | IRP24_LOW | RES_MRGN_10 | BASE3
| S27 | 0 |  |  | copt | copt |  |  | 0 |  | none |  |  | [2025, 2029]+list(range(2030,2051,5)) | range(2030,2051,2) | W_P50 | W_P50 | SL_6 | 1 | redz_corridors_eia | copt |  | existing+tdp | BASE_COALFLEX | DELAYED_ESKOM_2035 |  |  | 70% | 50% | BASE_PMR1b |  | BASE | BASE | BASE | BASE_PMR1b |  | BASE_PMR1b |  | MOD_CNST | MTSAO_BQ | MOD_CNST | UNC | DIESEL_LNG | NO_MIN_GAS | NO_MIN_GAS | BASE | BASE | EAF_60 | none | BASE_PMR1b | IRP24_LOW | RES_MRGN_10 | BASE3
| S28 | 0 |  |  | copt | copt |  |  | 0 |  | none |  |  | [2025, 2029]+list(range(2030,2051,5)) | range(2030,2051,2) | W_P50 | W_P50 | SL_6 | 1 | redz_corridors_eia | copt |  | existing+tdp | BASE_COALFLEX | DELAYED_ESKOM_2035 |  |  | 60% | 150% | BASE_PMR1b |  | BASE | BASE | BASE | BASE_PMR1b |  | BASE_PMR1b |  | MOD_CNST | MTSAO_BQ | MOD_CNST | UNC | DIESEL_LNG | NO_MIN_GAS | NO_MIN_GAS | BASE | BASE | EAF_60 | none | BASE_PMR1b | IRP24_LOW | RES_MRGN_10 | BASE3
| S29 | 0 |  |  | copt | copt |  |  | 0 |  | none |  |  | [2025, 2029]+list(range(2030,2051,5)) | range(2030,2051,2) | W_P50 | W_P50 | SL_6 | 1 | redz_corridors_eia | copt |  | existing+tdp | BASE_COALFLEX | DELAYED_ESKOM_2035 |  |  | 60% | 100% | BASE_PMR1b |  | BASE | BASE | BASE | BASE_PMR1b |  | BASE_PMR1b |  | MOD_CNST | MTSAO_BQ | MOD_CNST | UNC | DIESEL_LNG | NO_MIN_GAS | NO_MIN_GAS | BASE | BASE | EAF_60 | none | BASE_PMR1b | IRP24_LOW | RES_MRGN_10 | BASE3
| S30 | 0 |  |  | copt | copt |  |  | 0 |  | none |  |  | [2025, 2029]+list(range(2030,2051,5)) | range(2030,2051,2) | W_P50 | W_P50 | SL_6 | 1 | redz_corridors_eia | copt |  | existing+tdp | BASE_COALFLEX | DELAYED_ESKOM_2035 |  |  | 60% | 50% | BASE_PMR1b |  | BASE | BASE | BASE | BASE_PMR1b |  | BASE_PMR1b |  | MOD_CNST | MTSAO_BQ | MOD_CNST | UNC | DIESEL_LNG | NO_MIN_GAS | NO_MIN_GAS | BASE | BASE | EAF_60 | none | BASE_PMR1b | IRP24_LOW | RES_MRGN_10 | BASE3
| S31 | 0 |  |  | copt | copt |  |  | 0 |  | none |  |  | [2025, 2029]+list(range(2030,2051,5)) | range(2030,2051,2) | W_P50 | W_P50 | SL_6 | 1 | redz_corridors_eia | copt |  | existing+tdp | BASE_COALFLEX | DELAYED_ESKOM_2035 |  |  | 50% | 150% | BASE_PMR1b |  | BASE | BASE | BASE | BASE_PMR1b |  | BASE_PMR1b |  | MOD_CNST | MTSAO_BQ | MOD_CNST | UNC | DIESEL_LNG | NO_MIN_GAS | NO_MIN_GAS | BASE | BASE | EAF_60 | none | BASE_PMR1b | IRP24_LOW | RES_MRGN_10 | BASE3
| S32 | 0 |  |  | copt | copt |  |  | 0 |  | none |  |  | [2025, 2029]+list(range(2030,2051,5)) | range(2030,2051,2) | W_P50 | W_P50 | SL_6 | 1 | redz_corridors_eia | copt |  | existing+tdp | BASE_COALFLEX | DELAYED_ESKOM_2035 |  |  | 50% | 100% | BASE_PMR1b |  | BASE | BASE | BASE | BASE_PMR1b |  | BASE_PMR1b |  | MOD_CNST | MTSAO_BQ | MOD_CNST | UNC | DIESEL_LNG | NO_MIN_GAS | NO_MIN_GAS | BASE | BASE | EAF_60 | none | BASE_PMR1b | IRP24_LOW | RES_MRGN_10 | BASE3
| S33 | 0 |  |  | copt | copt |  |  | 0 |  | none |  |  | [2025, 2029]+list(range(2030,2051,5)) | range(2030,2051,2) | W_P50 | W_P50 | SL_6 | 1 | redz_corridors_eia | copt |  | existing+tdp | BASE_COALFLEX | DELAYED_ESKOM_2035 |  |  | 50% | 50% | BASE_PMR1b |  | BASE | BASE | BASE | BASE_PMR1b |  | BASE_PMR1b |  | MOD_CNST | MTSAO_BQ | MOD_CNST | UNC | DIESEL_LNG | NO_MIN_GAS | NO_MIN_GAS | BASE | BASE | EAF_60 | none | BASE_PMR1b | IRP24_LOW | RES_MRGN_10 | BASE3
| S34 | 0 |  |  | copt | copt |  |  | 0 |  | none |  |  | [2025, 2029]+list(range(2030,2051,5)) | range(2030,2051,2) | W_P50 | W_P50 | SL_6 | 1 | redz_corridors_eia | copt |  | existing+tdp | BASE_COALFLEX | DELAYED_ESKOM_2035 |  |  | 40% | 150% | BASE_PMR1b |  | BASE | BASE | BASE | BASE_PMR1b |  | BASE_PMR1b |  | MOD_CNST | MTSAO_BQ | MOD_CNST | UNC | DIESEL_LNG | NO_MIN_GAS | NO_MIN_GAS | BASE | BASE | EAF_60 | none | BASE_PMR1b | IRP24_LOW | RES_MRGN_10 | BASE3
| S35 | 0 |  |  | copt | copt |  |  | 0 |  | none |  |  | [2025, 2029]+list(range(2030,2051,5)) | range(2030,2051,2) | W_P50 | W_P50 | SL_6 | 1 | redz_corridors_eia | copt |  | existing+tdp | BASE_COALFLEX | DELAYED_ESKOM_2035 |  |  | 40% | 100% | BASE_PMR1b |  | BASE | BASE | BASE | BASE_PMR1b |  | BASE_PMR1b |  | MOD_CNST | MTSAO_BQ | MOD_CNST | UNC | DIESEL_LNG | NO_MIN_GAS | NO_MIN_GAS | BASE | BASE | EAF_60 | none | BASE_PMR1b | IRP24_LOW | RES_MRGN_10 | BASE3
| S36 | 0 |  |  | copt | copt |  |  | 0 |  | none |  |  | [2025, 2029]+list(range(2030,2051,5)) | range(2030,2051,2) | W_P50 | W_P50 | SL_6 | 1 | redz_corridors_eia | copt |  | existing+tdp | BASE_COALFLEX | DELAYED_ESKOM_2035 |  |  | 40% | 50% | BASE_PMR1b |  | BASE | BASE | BASE | BASE_PMR1b |  | BASE_PMR1b |  | MOD_CNST | MTSAO_BQ | MOD_CNST | UNC | DIESEL_LNG | NO_MIN_GAS | NO_MIN_GAS | BASE | BASE | EAF_60 | none | BASE_PMR1b | IRP24_LOW | RES_MRGN_10 | BASE3
| S37 | 0 |  |  | copt | copt |  |  | 0 |  | none |  |  | [2025, 2029]+list(range(2030,2051,5)) | range(2030,2051,2) | W_P50 | W_P50 | SL_12 | 1 | redz_corridors_eia | copt |  | existing+tdp | BASE_COALFLEX | DELAYED_ESKOM_2035 |  |  | 70% | 150% | BASE_PMR1b |  | BASE | BASE | BASE | BASE_PMR1b |  | BASE_PMR1b |  | MOD_CNST | MTSAO_BQ | MOD_CNST | UNC | DIESEL_LNG | NO_MIN_GAS | NO_MIN_GAS | BASE | BASE | EAF_60 | none | BASE_PMR1b | IRP24_LOW | RES_MRGN_10 | BASE3
| S38 | 0 |  |  | copt | copt |  |  | 0 |  | none |  |  | [2025, 2029]+list(range(2030,2051,5)) | range(2030,2051,2) | W_P50 | W_P50 | SL_12 | 1 | redz_corridors_eia | copt |  | existing+tdp | BASE_COALFLEX | DELAYED_ESKOM_2035 |  |  | 70% | 100% | BASE_PMR1b |  | BASE | BASE | BASE | BASE_PMR1b |  | BASE_PMR1b |  | MOD_CNST | MTSAO_BQ | MOD_CNST | UNC | DIESEL_LNG | NO_MIN_GAS | NO_MIN_GAS | BASE | BASE | EAF_60 | none | BASE_PMR1b | IRP24_LOW | RES_MRGN_10 | BASE3
| S39 | 0 |  |  | copt | copt |  |  | 0 |  | none |  |  | [2025, 2029]+list(range(2030,2051,5)) | range(2030,2051,2) | W_P50 | W_P50 | SL_12 | 1 | redz_corridors_eia | copt |  | existing+tdp | BASE_COALFLEX | DELAYED_ESKOM_2035 |  |  | 70% | 50% | BASE_PMR1b |  | BASE | BASE | BASE | BASE_PMR1b |  | BASE_PMR1b |  | MOD_CNST | MTSAO_BQ | MOD_CNST | UNC | DIESEL_LNG | NO_MIN_GAS | NO_MIN_GAS | BASE | BASE | EAF_60 | none | BASE_PMR1b | IRP24_LOW | RES_MRGN_10 | BASE3
| S40 | 0 |  |  | copt | copt |  |  | 0 |  | none |  |  | [2025, 2029]+list(range(2030,2051,5)) | range(2030,2051,2) | W_P50 | W_P50 | SL_12 | 1 | redz_corridors_eia | copt |  | existing+tdp | BASE_COALFLEX | DELAYED_ESKOM_2035 |  |  | 60% | 150% | BASE_PMR1b |  | BASE | BASE | BASE | BASE_PMR1b |  | BASE_PMR1b |  | MOD_CNST | MTSAO_BQ | MOD_CNST | UNC | DIESEL_LNG | NO_MIN_GAS | NO_MIN_GAS | BASE | BASE | EAF_60 | none | BASE_PMR1b | IRP24_LOW | RES_MRGN_10 | BASE3
| S41 | 0 |  |  | copt | copt |  |  | 0 |  | none |  |  | [2025, 2029]+list(range(2030,2051,5)) | range(2030,2051,2) | W_P50 | W_P50 | SL_12 | 1 | redz_corridors_eia | copt |  | existing+tdp | BASE_COALFLEX | DELAYED_ESKOM_2035 |  |  | 60% | 100% | BASE_PMR1b |  | BASE | BASE | BASE | BASE_PMR1b |  | BASE_PMR1b |  | MOD_CNST | MTSAO_BQ | MOD_CNST | UNC | DIESEL_LNG | NO_MIN_GAS | NO_MIN_GAS | BASE | BASE | EAF_60 | none | BASE_PMR1b | IRP24_LOW | RES_MRGN_10 | BASE3
| S42 | 0 |  |  | copt | copt |  |  | 0 |  | none |  |  | [2025, 2029]+list(range(2030,2051,5)) | range(2030,2051,2) | W_P50 | W_P50 | SL_12 | 1 | redz_corridors_eia | copt |  | existing+tdp | BASE_COALFLEX | DELAYED_ESKOM_2035 |  |  | 60% | 50% | BASE_PMR1b |  | BASE | BASE | BASE | BASE_PMR1b |  | BASE_PMR1b |  | MOD_CNST | MTSAO_BQ | MOD_CNST | UNC | DIESEL_LNG | NO_MIN_GAS | NO_MIN_GAS | BASE | BASE | EAF_60 | none | BASE_PMR1b | IRP24_LOW | RES_MRGN_10 | BASE3
| S43 | 0 |  |  | copt | copt |  |  | 0 |  | none |  |  | [2025, 2029]+list(range(2030,2051,5)) | range(2030,2051,2) | W_P50 | W_P50 | SL_12 | 1 | redz_corridors_eia | copt |  | existing+tdp | BASE_COALFLEX | DELAYED_ESKOM_2035 |  |  | 50% | 150% | BASE_PMR1b |  | BASE | BASE | BASE | BASE_PMR1b |  | BASE_PMR1b |  | MOD_CNST | MTSAO_BQ | MOD_CNST | UNC | DIESEL_LNG | NO_MIN_GAS | NO_MIN_GAS | BASE | BASE | EAF_60 | none | BASE_PMR1b | IRP24_LOW | RES_MRGN_10 | BASE3
| S44 | 0 |  |  | copt | copt |  |  | 0 |  | none |  |  | [2025, 2029]+list(range(2030,2051,5)) | range(2030,2051,2) | W_P50 | W_P50 | SL_12 | 1 | redz_corridors_eia | copt |  | existing+tdp | BASE_COALFLEX | DELAYED_ESKOM_2035 |  |  | 50% | 100% | BASE_PMR1b |  | BASE | BASE | BASE | BASE_PMR1b |  | BASE_PMR1b |  | MOD_CNST | MTSAO_BQ | MOD_CNST | UNC | DIESEL_LNG | NO_MIN_GAS | NO_MIN_GAS | BASE | BASE | EAF_60 | none | BASE_PMR1b | IRP24_LOW | RES_MRGN_10 | BASE3
| S45 | 0 |  |  | copt | copt |  |  | 0 |  | none |  |  | [2025, 2029]+list(range(2030,2051,5)) | range(2030,2051,2) | W_P50 | W_P50 | SL_12 | 1 | redz_corridors_eia | copt |  | existing+tdp | BASE_COALFLEX | DELAYED_ESKOM_2035 |  |  | 50% | 50% | BASE_PMR1b |  | BASE | BASE | BASE | BASE_PMR1b |  | BASE_PMR1b |  | MOD_CNST | MTSAO_BQ | MOD_CNST | UNC | DIESEL_LNG | NO_MIN_GAS | NO_MIN_GAS | BASE | BASE | EAF_60 | none | BASE_PMR1b | IRP24_LOW | RES_MRGN_10 | BASE3
| S46 | 0 |  |  | copt | copt |  |  | 0 |  | none |  |  | [2025, 2029]+list(range(2030,2051,5)) | range(2030,2051,2) | W_P50 | W_P50 | SL_12 | 1 | redz_corridors_eia | copt |  | existing+tdp | BASE_COALFLEX | DELAYED_ESKOM_2035 |  |  | 40% | 150% | BASE_PMR1b |  | BASE | BASE | BASE | BASE_PMR1b |  | BASE_PMR1b |  | MOD_CNST | MTSAO_BQ | MOD_CNST | UNC | DIESEL_LNG | NO_MIN_GAS | NO_MIN_GAS | BASE | BASE | EAF_60 | none | BASE_PMR1b | IRP24_LOW | RES_MRGN_10 | BASE3
| S47 | 0 |  |  | copt | copt |  |  | 0 |  | none |  |  | [2025, 2029]+list(range(2030,2051,5)) | range(2030,2051,2) | W_P50 | W_P50 | SL_12 | 1 | redz_corridors_eia | copt |  | existing+tdp | BASE_COALFLEX | DELAYED_ESKOM_2035 |  |  | 40% | 100% | BASE_PMR1b |  | BASE | BASE | BASE | BASE_PMR1b |  | BASE_PMR1b |  | MOD_CNST | MTSAO_BQ | MOD_CNST | UNC | DIESEL_LNG | NO_MIN_GAS | NO_MIN_GAS | BASE | BASE | EAF_60 | none | BASE_PMR1b | IRP24_LOW | RES_MRGN_10 | BASE3
| S48 | 0 |  |  | copt | copt |  |  | 0 |  | none |  |  | [2025, 2029]+list(range(2030,2051,5)) | range(2030,2051,2) | W_P50 | W_P50 | SL_12 | 1 | redz_corridors_eia | copt |  | existing+tdp | BASE_COALFLEX | DELAYED_ESKOM_2035 |  |  | 40% | 50% | BASE_PMR1b |  | BASE | BASE | BASE | BASE_PMR1b |  | BASE_PMR1b |  | MOD_CNST | MTSAO_BQ | MOD_CNST | UNC | DIESEL_LNG | NO_MIN_GAS | NO_MIN_GAS | BASE | BASE | EAF_60 | none | BASE_PMR1b | IRP24_LOW | RES_MRGN_10 | BASE3
| S49 | 0 |  | pklein-DESKTOP | copt | copt |  |  | 0 |  | none |  |  | [2025, 2029]+list(range(2030,2051,5)) | range(2030,2051,2) | W_P50 | W_P50 | SL_0 | 1 | redz_corridors_eia | copt |  | existing+tdp | BASE_COALFLEX | DELAYED_ESKOM_2035 |  |  | 70% | 150% | BASE_PMR1b |  | BASE | BASE | BASE | BASE_PMR1b |  | BASE_PMR1b |  | MOD_CNST | MTSAO_BQ | MOD_CNST | UNC | DIESEL_LNG | NO_MIN_GAS | NO_MIN_GAS | BASE | BASE | EAF_60 | none | BASE_PMR1b | IRP24_LOW | RES_MRGN_10 | BASE3
| S50 | 0 |  | pklein-DESKTOP | copt | copt |  |  | 0 |  | none |  |  | [2025, 2029]+list(range(2030,2051,5)) | range(2030,2051,2) | W_P50 | W_P50 | SL_0 | 1 | redz_corridors_eia | copt |  | existing+tdp | BASE_COALFLEX | DELAYED_ESKOM_2035 |  |  | 70% | 100% | BASE_PMR1b |  | BASE | BASE | BASE | BASE_PMR1b |  | BASE_PMR1b |  | MOD_CNST | MTSAO_BQ | MOD_CNST | UNC | DIESEL_LNG | NO_MIN_GAS | NO_MIN_GAS | BASE | BASE | EAF_60 | none | BASE_PMR1b | IRP24_LOW | RES_MRGN_10 | BASE3
| S51 | 0 |  | pklein-DESKTOP | copt | copt |  |  | 0 |  | none |  |  | [2025, 2029]+list(range(2030,2051,5)) | range(2030,2051,2) | W_P50 | W_P50 | SL_0 | 1 | redz_corridors_eia | copt |  | existing+tdp | BASE_COALFLEX | DELAYED_ESKOM_2035 |  |  | 70% | 50% | BASE_PMR1b |  | BASE | BASE | BASE | BASE_PMR1b |  | BASE_PMR1b |  | MOD_CNST | MTSAO_BQ | MOD_CNST | UNC | DIESEL_LNG | NO_MIN_GAS | NO_MIN_GAS | BASE | BASE | EAF_60 | none | BASE_PMR1b | IRP24_LOW | RES_MRGN_10 | BASE3
| S52 | 0 |  | pklein-DESKTOP | copt | copt |  |  | 0 |  | none |  |  | [2025, 2029]+list(range(2030,2051,5)) | range(2030,2051,2) | W_P50 | W_P50 | SL_0 | 1 | redz_corridors_eia | copt |  | existing+tdp | BASE_COALFLEX | DELAYED_ESKOM_2035 |  |  | 60% | 150% | BASE_PMR1b |  | BASE | BASE | BASE | BASE_PMR1b |  | BASE_PMR1b |  | MOD_CNST | MTSAO_BQ | MOD_CNST | UNC | DIESEL_LNG | NO_MIN_GAS | NO_MIN_GAS | BASE | BASE | EAF_60 | none | BASE_PMR1b | IRP24_LOW | RES_MRGN_10 | BASE3
| S53 | 0 |  | pklein-DESKTOP | copt | copt |  |  | 0 |  | none |  |  | [2025, 2029]+list(range(2030,2051,5)) | range(2030,2051,2) | W_P50 | W_P50 | SL_0 | 1 | redz_corridors_eia | copt |  | existing+tdp | BASE_COALFLEX | DELAYED_ESKOM_2035 |  |  | 60% | 100% | BASE_PMR1b |  | BASE | BASE | BASE | BASE_PMR1b |  | BASE_PMR1b |  | MOD_CNST | MTSAO_BQ | MOD_CNST | UNC | DIESEL_LNG | NO_MIN_GAS | NO_MIN_GAS | BASE | BASE | EAF_60 | none | BASE_PMR1b | IRP24_LOW | RES_MRGN_10 | BASE3
| S54 | 0 |  | pklein-DESKTOP | copt | copt |  |  | 0 |  | none |  |  | [2025, 2029]+list(range(2030,2051,5)) | range(2030,2051,2) | W_P50 | W_P50 | SL_0 | 1 | redz_corridors_eia | copt |  | existing+tdp | BASE_COALFLEX | DELAYED_ESKOM_2035 |  |  | 60% | 50% | BASE_PMR1b |  | BASE | BASE | BASE | BASE_PMR1b |  | BASE_PMR1b |  | MOD_CNST | MTSAO_BQ | MOD_CNST | UNC | DIESEL_LNG | NO_MIN_GAS | NO_MIN_GAS | BASE | BASE | EAF_60 | none | BASE_PMR1b | IRP24_LOW | RES_MRGN_10 | BASE3
| S55 | 0 |  | pklein-DESKTOP | copt | copt |  |  | 0 |  | none |  |  | [2025, 2029]+list(range(2030,2051,5)) | range(2030,2051,2) | W_P50 | W_P50 | SL_0 | 1 | redz_corridors_eia | copt |  | existing+tdp | BASE_COALFLEX | DELAYED_ESKOM_2035 |  |  | 50% | 150% | BASE_PMR1b |  | BASE | BASE | BASE | BASE_PMR1b |  | BASE_PMR1b |  | MOD_CNST | MTSAO_BQ | MOD_CNST | UNC | DIESEL_LNG | NO_MIN_GAS | NO_MIN_GAS | BASE | BASE | EAF_60 | none | BASE_PMR1b | IRP24_LOW | RES_MRGN_10 | BASE3
| S56 | 0 |  | pklein-DESKTOP | copt | copt |  |  | 0 |  | none |  |  | [2025, 2029]+list(range(2030,2051,5)) | range(2030,2051,2) | W_P50 | W_P50 | SL_0 | 1 | redz_corridors_eia | copt |  | existing+tdp | BASE_COALFLEX | DELAYED_ESKOM_2035 |  |  | 50% | 100% | BASE_PMR1b |  | BASE | BASE | BASE | BASE_PMR1b |  | BASE_PMR1b |  | MOD_CNST | MTSAO_BQ | MOD_CNST | UNC | DIESEL_LNG | NO_MIN_GAS | NO_MIN_GAS | BASE | BASE | EAF_60 | none | BASE_PMR1b | IRP24_LOW | RES_MRGN_10 | BASE3
| S57 | 0 |  | pklein-DESKTOP | copt | copt |  |  | 0 |  | none |  |  | [2025, 2029]+list(range(2030,2051,5)) | range(2030,2051,2) | W_P50 | W_P50 | SL_0 | 1 | redz_corridors_eia | copt |  | existing+tdp | BASE_COALFLEX | DELAYED_ESKOM_2035 |  |  | 50% | 50% | BASE_PMR1b |  | BASE | BASE | BASE | BASE_PMR1b |  | BASE_PMR1b |  | MOD_CNST | MTSAO_BQ | MOD_CNST | UNC | DIESEL_LNG | NO_MIN_GAS | NO_MIN_GAS | BASE | BASE | EAF_60 | none | BASE_PMR1b | IRP24_LOW | RES_MRGN_10 | BASE3
| S58 | 0 |  | pklein-DESKTOP | copt | copt |  |  | 0 |  | none |  |  | [2025, 2029]+list(range(2030,2051,5)) | range(2030,2051,2) | W_P50 | W_P50 | SL_0 | 1 | redz_corridors_eia | copt |  | existing+tdp | BASE_COALFLEX | DELAYED_ESKOM_2035 |  |  | 40% | 150% | BASE_PMR1b |  | BASE | BASE | BASE | BASE_PMR1b |  | BASE_PMR1b |  | MOD_CNST | MTSAO_BQ | MOD_CNST | UNC | DIESEL_LNG | NO_MIN_GAS | NO_MIN_GAS | BASE | BASE | EAF_60 | none | BASE_PMR1b | IRP24_LOW | RES_MRGN_10 | BASE3
| S59 | 0 |  | pklein-DESKTOP | copt | copt |  |  | 0 |  | none |  |  | [2025, 2029]+list(range(2030,2051,5)) | range(2030,2051,2) | W_P50 | W_P50 | SL_0 | 1 | redz_corridors_eia | copt |  | existing+tdp | BASE_COALFLEX | DELAYED_ESKOM_2035 |  |  | 40% | 100% | BASE_PMR1b |  | BASE | BASE | BASE | BASE_PMR1b |  | BASE_PMR1b |  | MOD_CNST | MTSAO_BQ | MOD_CNST | UNC | DIESEL_LNG | NO_MIN_GAS | NO_MIN_GAS | BASE | BASE | EAF_60 | none | BASE_PMR1b | IRP24_LOW | RES_MRGN_10 | BASE3
| S60 | 0 |  | pklein-DESKTOP | copt | copt |  |  | 0 |  | none |  |  | [2025, 2029]+list(range(2030,2051,5)) | range(2030,2051,2) | W_P50 | W_P50 | SL_0 | 1 | redz_corridors_eia | copt |  | existing+tdp | BASE_COALFLEX | DELAYED_ESKOM_2035 |  |  | 40% | 50% | BASE_PMR1b |  | BASE | BASE | BASE | BASE_PMR1b |  | BASE_PMR1b |  | MOD_CNST | MTSAO_BQ | MOD_CNST | UNC | DIESEL_LNG | NO_MIN_GAS | NO_MIN_GAS | BASE | BASE | EAF_60 | none | BASE_PMR1b | IRP24_LOW | RES_MRGN_10 | BASE3
| S61 | 0 |  | pklein-DESKTOP | copt | copt |  |  | 0 |  | none |  |  | [2025, 2029]+list(range(2030,2051,5)) | range(2030,2051,2) | W_P50 | W_P50 | SL_1 | 1 | redz_corridors_eia | copt |  | existing+tdp | BASE_COALFLEX | DELAYED_ESKOM_2035 |  |  | 70% | 150% | BASE_PMR1b |  | BASE | BASE | BASE | BASE_PMR1b |  | BASE_PMR1b |  | MOD_CNST | MTSAO_BQ | MOD_CNST | UNC | DIESEL_LNG | NO_MIN_GAS | NO_MIN_GAS | BASE | BASE | EAF_60 | none | BASE_PMR1b | IRP24_LOW | RES_MRGN_10 | BASE3
| S62 | 0 |  | pklein-DESKTOP | copt | copt |  |  | 0 |  | none |  |  | [2025, 2029]+list(range(2030,2051,5)) | range(2030,2051,2) | W_P50 | W_P50 | SL_1 | 1 | redz_corridors_eia | copt |  | existing+tdp | BASE_COALFLEX | DELAYED_ESKOM_2035 |  |  | 70% | 100% | BASE_PMR1b |  | BASE | BASE | BASE | BASE_PMR1b |  | BASE_PMR1b |  | MOD_CNST | MTSAO_BQ | MOD_CNST | UNC | DIESEL_LNG | NO_MIN_GAS | NO_MIN_GAS | BASE | BASE | EAF_60 | none | BASE_PMR1b | IRP24_LOW | RES_MRGN_10 | BASE3
| S63 | 0 |  | pklein-DESKTOP | copt | copt |  |  | 0 |  | none |  |  | [2025, 2029]+list(range(2030,2051,5)) | range(2030,2051,2) | W_P50 | W_P50 | SL_1 | 1 | redz_corridors_eia | copt |  | existing+tdp | BASE_COALFLEX | DELAYED_ESKOM_2035 |  |  | 70% | 50% | BASE_PMR1b |  | BASE | BASE | BASE | BASE_PMR1b |  | BASE_PMR1b |  | MOD_CNST | MTSAO_BQ | MOD_CNST | UNC | DIESEL_LNG | NO_MIN_GAS | NO_MIN_GAS | BASE | BASE | EAF_60 | none | BASE_PMR1b | IRP24_LOW | RES_MRGN_10 | BASE3
| S64 | 0 |  | pklein-DESKTOP | copt | copt |  |  | 0 |  | none |  |  | [2025, 2029]+list(range(2030,2051,5)) | range(2030,2051,2) | W_P50 | W_P50 | SL_1 | 1 | redz_corridors_eia | copt |  | existing+tdp | BASE_COALFLEX | DELAYED_ESKOM_2035 |  |  | 60% | 150% | BASE_PMR1b |  | BASE | BASE | BASE | BASE_PMR1b |  | BASE_PMR1b |  | MOD_CNST | MTSAO_BQ | MOD_CNST | UNC | DIESEL_LNG | NO_MIN_GAS | NO_MIN_GAS | BASE | BASE | EAF_60 | none | BASE_PMR1b | IRP24_LOW | RES_MRGN_10 | BASE3
| S65 | 0 |  | pklein-DESKTOP | copt | copt |  |  | 0 |  | none |  |  | [2025, 2029]+list(range(2030,2051,5)) | range(2030,2051,2) | W_P50 | W_P50 | SL_1 | 1 | redz_corridors_eia | copt |  | existing+tdp | BASE_COALFLEX | DELAYED_ESKOM_2035 |  |  | 60% | 100% | BASE_PMR1b |  | BASE | BASE | BASE | BASE_PMR1b |  | BASE_PMR1b |  | MOD_CNST | MTSAO_BQ | MOD_CNST | UNC | DIESEL_LNG | NO_MIN_GAS | NO_MIN_GAS | BASE | BASE | EAF_60 | none | BASE_PMR1b | IRP24_LOW | RES_MRGN_10 | BASE3
| S66 | 0 |  | pklein-DESKTOP | copt | copt |  |  | 0 |  | none |  |  | [2025, 2029]+list(range(2030,2051,5)) | range(2030,2051,2) | W_P50 | W_P50 | SL_1 | 1 | redz_corridors_eia | copt |  | existing+tdp | BASE_COALFLEX | DELAYED_ESKOM_2035 |  |  | 60% | 50% | BASE_PMR1b |  | BASE | BASE | BASE | BASE_PMR1b |  | BASE_PMR1b |  | MOD_CNST | MTSAO_BQ | MOD_CNST | UNC | DIESEL_LNG | NO_MIN_GAS | NO_MIN_GAS | BASE | BASE | EAF_60 | none | BASE_PMR1b | IRP24_LOW | RES_MRGN_10 | BASE3
| S67 | 0 |  | pklein-DESKTOP | copt | copt |  |  | 0 |  | none |  |  | [2025, 2029]+list(range(2030,2051,5)) | range(2030,2051,2) | W_P50 | W_P50 | SL_1 | 1 | redz_corridors_eia | copt |  | existing+tdp | BASE_COALFLEX | DELAYED_ESKOM_2035 |  |  | 50% | 150% | BASE_PMR1b |  | BASE | BASE | BASE | BASE_PMR1b |  | BASE_PMR1b |  | MOD_CNST | MTSAO_BQ | MOD_CNST | UNC | DIESEL_LNG | NO_MIN_GAS | NO_MIN_GAS | BASE | BASE | EAF_60 | none | BASE_PMR1b | IRP24_LOW | RES_MRGN_10 | BASE3
| S68 | 0 |  | pklein-DESKTOP | copt | copt |  |  | 0 |  | none |  |  | [2025, 2029]+list(range(2030,2051,5)) | range(2030,2051,2) | W_P50 | W_P50 | SL_1 | 1 | redz_corridors_eia | copt |  | existing+tdp | BASE_COALFLEX | DELAYED_ESKOM_2035 |  |  | 50% | 100% | BASE_PMR1b |  | BASE | BASE | BASE | BASE_PMR1b |  | BASE_PMR1b |  | MOD_CNST | MTSAO_BQ | MOD_CNST | UNC | DIESEL_LNG | NO_MIN_GAS | NO_MIN_GAS | BASE | BASE | EAF_60 | none | BASE_PMR1b | IRP24_LOW | RES_MRGN_10 | BASE3
| S69 | 0 |  | pklein-DESKTOP | copt | copt |  |  | 0 |  | none |  |  | [2025, 2029]+list(range(2030,2051,5)) | range(2030,2051,2) | W_P50 | W_P50 | SL_1 | 1 | redz_corridors_eia | copt |  | existing+tdp | BASE_COALFLEX | DELAYED_ESKOM_2035 |  |  | 50% | 50% | BASE_PMR1b |  | BASE | BASE | BASE | BASE_PMR1b |  | BASE_PMR1b |  | MOD_CNST | MTSAO_BQ | MOD_CNST | UNC | DIESEL_LNG | NO_MIN_GAS | NO_MIN_GAS | BASE | BASE | EAF_60 | none | BASE_PMR1b | IRP24_LOW | RES_MRGN_10 | BASE3
| S70 | 0 |  | pklein-DESKTOP | copt | copt |  |  | 0 |  | none |  |  | [2025, 2029]+list(range(2030,2051,5)) | range(2030,2051,2) | W_P50 | W_P50 | SL_1 | 1 | redz_corridors_eia | copt |  | existing+tdp | BASE_COALFLEX | DELAYED_ESKOM_2035 |  |  | 40% | 150% | BASE_PMR1b |  | BASE | BASE | BASE | BASE_PMR1b |  | BASE_PMR1b |  | MOD_CNST | MTSAO_BQ | MOD_CNST | UNC | DIESEL_LNG | NO_MIN_GAS | NO_MIN_GAS | BASE | BASE | EAF_60 | none | BASE_PMR1b | IRP24_LOW | RES_MRGN_10 | BASE3
| S71 | 0 |  | pklein-DESKTOP | copt | copt |  |  | 0 |  | none |  |  | [2025, 2029]+list(range(2030,2051,5)) | range(2030,2051,2) | W_P50 | W_P50 | SL_1 | 1 | redz_corridors_eia | copt |  | existing+tdp | BASE_COALFLEX | DELAYED_ESKOM_2035 |  |  | 40% | 100% | BASE_PMR1b |  | BASE | BASE | BASE | BASE_PMR1b |  | BASE_PMR1b |  | MOD_CNST | MTSAO_BQ | MOD_CNST | UNC | DIESEL_LNG | NO_MIN_GAS | NO_MIN_GAS | BASE | BASE | EAF_60 | none | BASE_PMR1b | IRP24_LOW | RES_MRGN_10 | BASE3
| S72 | 0 |  | pklein-DESKTOP | copt | copt |  |  | 0 |  | none |  |  | [2025, 2029]+list(range(2030,2051,5)) | range(2030,2051,2) | W_P50 | W_P50 | SL_1 | 1 | redz_corridors_eia | copt |  | existing+tdp | BASE_COALFLEX | DELAYED_ESKOM_2035 |  |  | 40% | 50% | BASE_PMR1b |  | BASE | BASE | BASE | BASE_PMR1b |  | BASE_PMR1b |  | MOD_CNST | MTSAO_BQ | MOD_CNST | UNC | DIESEL_LNG | NO_MIN_GAS | NO_MIN_GAS | BASE | BASE | EAF_60 | none | BASE_PMR1b | IRP24_LOW | RES_MRGN_10 | BASE3
| S73 | 0 |  | pklein-DESKTOP | copt | copt |  |  | 0 |  | none |  |  | [2025, 2029]+list(range(2030,2051,5)) | range(2030,2051,2) | W_P50 | W_P50 | SL_6 | 1 | redz_corridors_eia | copt |  | existing+tdp | BASE_COALFLEX | DELAYED_ESKOM_2035 |  |  | 70% | 150% | BASE_PMR1b |  | BASE | BASE | BASE | BASE_PMR1b |  | BASE_PMR1b |  | MOD_CNST | MTSAO_BQ | MOD_CNST | UNC | DIESEL_LNG | NO_MIN_GAS | NO_MIN_GAS | BASE | BASE | EAF_60 | none | BASE_PMR1b | IRP24_LOW | RES_MRGN_10 | BASE3
| S74 | 0 |  | pklein-DESKTOP | copt | copt |  |  | 0 |  | none |  |  | [2025, 2029]+list(range(2030,2051,5)) | range(2030,2051,2) | W_P50 | W_P50 | SL_6 | 1 | redz_corridors_eia | copt |  | existing+tdp | BASE_COALFLEX | DELAYED_ESKOM_2035 |  |  | 70% | 100% | BASE_PMR1b |  | BASE | BASE | BASE | BASE_PMR1b |  | BASE_PMR1b |  | MOD_CNST | MTSAO_BQ | MOD_CNST | UNC | DIESEL_LNG | NO_MIN_GAS | NO_MIN_GAS | BASE | BASE | EAF_60 | none | BASE_PMR1b | IRP24_LOW | RES_MRGN_10 | BASE3
| S75 | 0 |  | pklein-DESKTOP | copt | copt |  |  | 0 |  | none |  |  | [2025, 2029]+list(range(2030,2051,5)) | range(2030,2051,2) | W_P50 | W_P50 | SL_6 | 1 | redz_corridors_eia | copt |  | existing+tdp | BASE_COALFLEX | DELAYED_ESKOM_2035 |  |  | 70% | 50% | BASE_PMR1b |  | BASE | BASE | BASE | BASE_PMR1b |  | BASE_PMR1b |  | MOD_CNST | MTSAO_BQ | MOD_CNST | UNC | DIESEL_LNG | NO_MIN_GAS | NO_MIN_GAS | BASE | BASE | EAF_60 | none | BASE_PMR1b | IRP24_LOW | RES_MRGN_10 | BASE3
| S76 | 0 |  | pklein-DESKTOP | copt | copt |  |  | 0 |  | none |  |  | [2025, 2029]+list(range(2030,2051,5)) | range(2030,2051,2) | W_P50 | W_P50 | SL_6 | 1 | redz_corridors_eia | copt |  | existing+tdp | BASE_COALFLEX | DELAYED_ESKOM_2035 |  |  | 60% | 150% | BASE_PMR1b |  | BASE | BASE | BASE | BASE_PMR1b |  | BASE_PMR1b |  | MOD_CNST | MTSAO_BQ | MOD_CNST | UNC | DIESEL_LNG | NO_MIN_GAS | NO_MIN_GAS | BASE | BASE | EAF_60 | none | BASE_PMR1b | IRP24_LOW | RES_MRGN_10 | BASE3
| S77 | 0 |  | pklein-DESKTOP | copt | copt |  |  | 0 |  | none |  |  | [2025, 2029]+list(range(2030,2051,5)) | range(2030,2051,2) | W_P50 | W_P50 | SL_6 | 1 | redz_corridors_eia | copt |  | existing+tdp | BASE_COALFLEX | DELAYED_ESKOM_2035 |  |  | 60% | 100% | BASE_PMR1b |  | BASE | BASE | BASE | BASE_PMR1b |  | BASE_PMR1b |  | MOD_CNST | MTSAO_BQ | MOD_CNST | UNC | DIESEL_LNG | NO_MIN_GAS | NO_MIN_GAS | BASE | BASE | EAF_60 | none | BASE_PMR1b | IRP24_LOW | RES_MRGN_10 | BASE3
| S78 | 0 |  | pklein-DESKTOP | copt | copt |  |  | 0 |  | none |  |  | [2025, 2029]+list(range(2030,2051,5)) | range(2030,2051,2) | W_P50 | W_P50 | SL_6 | 1 | redz_corridors_eia | copt |  | existing+tdp | BASE_COALFLEX | DELAYED_ESKOM_2035 |  |  | 60% | 50% | BASE_PMR1b |  | BASE | BASE | BASE | BASE_PMR1b |  | BASE_PMR1b |  | MOD_CNST | MTSAO_BQ | MOD_CNST | UNC | DIESEL_LNG | NO_MIN_GAS | NO_MIN_GAS | BASE | BASE | EAF_60 | none | BASE_PMR1b | IRP24_LOW | RES_MRGN_10 | BASE3
| S79 | 0 |  | pklein-DESKTOP | copt | copt |  |  | 0 |  | none |  |  | [2025, 2029]+list(range(2030,2051,5)) | range(2030,2051,2) | W_P50 | W_P50 | SL_6 | 1 | redz_corridors_eia | copt |  | existing+tdp | BASE_COALFLEX | DELAYED_ESKOM_2035 |  |  | 50% | 150% | BASE_PMR1b |  | BASE | BASE | BASE | BASE_PMR1b |  | BASE_PMR1b |  | MOD_CNST | MTSAO_BQ | MOD_CNST | UNC | DIESEL_LNG | NO_MIN_GAS | NO_MIN_GAS | BASE | BASE | EAF_60 | none | BASE_PMR1b | IRP24_LOW | RES_MRGN_10 | BASE3
| S80 | 0 |  | pklein-DESKTOP | copt | copt |  |  | 0 |  | none |  |  | [2025, 2029]+list(range(2030,2051,5)) | range(2030,2051,2) | W_P50 | W_P50 | SL_6 | 1 | redz_corridors_eia | copt |  | existing+tdp | BASE_COALFLEX | DELAYED_ESKOM_2035 |  |  | 50% | 100% | BASE_PMR1b |  | BASE | BASE | BASE | BASE_PMR1b |  | BASE_PMR1b |  | MOD_CNST | MTSAO_BQ | MOD_CNST | UNC | DIESEL_LNG | NO_MIN_GAS | NO_MIN_GAS | BASE | BASE | EAF_60 | none | BASE_PMR1b | IRP24_LOW | RES_MRGN_10 | BASE3
| S81 | 0 |  | pklein-DESKTOP | copt | copt |  |  | 0 |  | none |  |  | [2025, 2029]+list(range(2030,2051,5)) | range(2030,2051,2) | W_P50 | W_P50 | SL_6 | 1 | redz_corridors_eia | copt |  | existing+tdp | BASE_COALFLEX | DELAYED_ESKOM_2035 |  |  | 50% | 50% | BASE_PMR1b |  | BASE | BASE | BASE | BASE_PMR1b |  | BASE_PMR1b |  | MOD_CNST | MTSAO_BQ | MOD_CNST | UNC | DIESEL_LNG | NO_MIN_GAS | NO_MIN_GAS | BASE | BASE | EAF_60 | none | BASE_PMR1b | IRP24_LOW | RES_MRGN_10 | BASE3
| S82 | 0 |  | pklein-DESKTOP | copt | copt |  |  | 0 |  | none |  |  | [2025, 2029]+list(range(2030,2051,5)) | range(2030,2051,2) | W_P50 | W_P50 | SL_6 | 1 | redz_corridors_eia | copt |  | existing+tdp | BASE_COALFLEX | DELAYED_ESKOM_2035 |  |  | 40% | 150% | BASE_PMR1b |  | BASE | BASE | BASE | BASE_PMR1b |  | BASE_PMR1b |  | MOD_CNST | MTSAO_BQ | MOD_CNST | UNC | DIESEL_LNG | NO_MIN_GAS | NO_MIN_GAS | BASE | BASE | EAF_60 | none | BASE_PMR1b | IRP24_LOW | RES_MRGN_10 | BASE3
| S83 | 0 |  | pklein-DESKTOP | copt | copt |  |  | 0 |  | none |  |  | [2025, 2029]+list(range(2030,2051,5)) | range(2030,2051,2) | W_P50 | W_P50 | SL_6 | 1 | redz_corridors_eia | copt |  | existing+tdp | BASE_COALFLEX | DELAYED_ESKOM_2035 |  |  | 40% | 100% | BASE_PMR1b |  | BASE | BASE | BASE | BASE_PMR1b |  | BASE_PMR1b |  | MOD_CNST | MTSAO_BQ | MOD_CNST | UNC | DIESEL_LNG | NO_MIN_GAS | NO_MIN_GAS | BASE | BASE | EAF_60 | none | BASE_PMR1b | IRP24_LOW | RES_MRGN_10 | BASE3
| S84 | 0 |  | pklein-DESKTOP | copt | copt |  |  | 0 |  | none |  |  | [2025, 2029]+list(range(2030,2051,5)) | range(2030,2051,2) | W_P50 | W_P50 | SL_6 | 1 | redz_corridors_eia | copt |  | existing+tdp | BASE_COALFLEX | DELAYED_ESKOM_2035 |  |  | 40% | 50% | BASE_PMR1b |  | BASE | BASE | BASE | BASE_PMR1b |  | BASE_PMR1b |  | MOD_CNST | MTSAO_BQ | MOD_CNST | UNC | DIESEL_LNG | NO_MIN_GAS | NO_MIN_GAS | BASE | BASE | EAF_60 | none | BASE_PMR1b | IRP24_LOW | RES_MRGN_10 | BASE3
| S85 | 0 |  | pklein-DESKTOP | copt | copt |  |  | 0 |  | none |  |  | [2025, 2029]+list(range(2030,2051,5)) | range(2030,2051,2) | W_P50 | W_P50 | SL_12 | 1 | redz_corridors_eia | copt |  | existing+tdp | BASE_COALFLEX | DELAYED_ESKOM_2035 |  |  | 70% | 150% | BASE_PMR1b |  | BASE | BASE | BASE | BASE_PMR1b |  | BASE_PMR1b |  | MOD_CNST | MTSAO_BQ | MOD_CNST | UNC | DIESEL_LNG | NO_MIN_GAS | NO_MIN_GAS | BASE | BASE | EAF_60 | none | BASE_PMR1b | IRP24_LOW | RES_MRGN_10 | BASE3
| S86 | 0 |  | pklein-DESKTOP | copt | copt |  |  | 0 |  | none |  |  | [2025, 2029]+list(range(2030,2051,5)) | range(2030,2051,2) | W_P50 | W_P50 | SL_12 | 1 | redz_corridors_eia | copt |  | existing+tdp | BASE_COALFLEX | DELAYED_ESKOM_2035 |  |  | 70% | 100% | BASE_PMR1b |  | BASE | BASE | BASE | BASE_PMR1b |  | BASE_PMR1b |  | MOD_CNST | MTSAO_BQ | MOD_CNST | UNC | DIESEL_LNG | NO_MIN_GAS | NO_MIN_GAS | BASE | BASE | EAF_60 | none | BASE_PMR1b | IRP24_LOW | RES_MRGN_10 | BASE3
| S87 | 0 |  | pklein-DESKTOP | copt | copt |  |  | 0 |  | none |  |  | [2025, 2029]+list(range(2030,2051,5)) | range(2030,2051,2) | W_P50 | W_P50 | SL_12 | 1 | redz_corridors_eia | copt |  | existing+tdp | BASE_COALFLEX | DELAYED_ESKOM_2035 |  |  | 70% | 50% | BASE_PMR1b |  | BASE | BASE | BASE | BASE_PMR1b |  | BASE_PMR1b |  | MOD_CNST | MTSAO_BQ | MOD_CNST | UNC | DIESEL_LNG | NO_MIN_GAS | NO_MIN_GAS | BASE | BASE | EAF_60 | none | BASE_PMR1b | IRP24_LOW | RES_MRGN_10 | BASE3
| S88 | 0 |  | pklein-DESKTOP | copt | copt |  |  | 0 |  | none |  |  | [2025, 2029]+list(range(2030,2051,5)) | range(2030,2051,2) | W_P50 | W_P50 | SL_12 | 1 | redz_corridors_eia | copt |  | existing+tdp | BASE_COALFLEX | DELAYED_ESKOM_2035 |  |  | 60% | 150% | BASE_PMR1b |  | BASE | BASE | BASE | BASE_PMR1b |  | BASE_PMR1b |  | MOD_CNST | MTSAO_BQ | MOD_CNST | UNC | DIESEL_LNG | NO_MIN_GAS | NO_MIN_GAS | BASE | BASE | EAF_60 | none | BASE_PMR1b | IRP24_LOW | RES_MRGN_10 | BASE3
| S89 | 0 |  | pklein-DESKTOP | copt | copt |  |  | 0 |  | none |  |  | [2025, 2029]+list(range(2030,2051,5)) | range(2030,2051,2) | W_P50 | W_P50 | SL_12 | 1 | redz_corridors_eia | copt |  | existing+tdp | BASE_COALFLEX | DELAYED_ESKOM_2035 |  |  | 60% | 100% | BASE_PMR1b |  | BASE | BASE | BASE | BASE_PMR1b |  | BASE_PMR1b |  | MOD_CNST | MTSAO_BQ | MOD_CNST | UNC | DIESEL_LNG | NO_MIN_GAS | NO_MIN_GAS | BASE | BASE | EAF_60 | none | BASE_PMR1b | IRP24_LOW | RES_MRGN_10 | BASE3
| S90 | 0 |  | pklein-DESKTOP | copt | copt |  |  | 0 |  | none |  |  | [2025, 2029]+list(range(2030,2051,5)) | range(2030,2051,2) | W_P50 | W_P50 | SL_12 | 1 | redz_corridors_eia | copt |  | existing+tdp | BASE_COALFLEX | DELAYED_ESKOM_2035 |  |  | 60% | 50% | BASE_PMR1b |  | BASE | BASE | BASE | BASE_PMR1b |  | BASE_PMR1b |  | MOD_CNST | MTSAO_BQ | MOD_CNST | UNC | DIESEL_LNG | NO_MIN_GAS | NO_MIN_GAS | BASE | BASE | EAF_60 | none | BASE_PMR1b | IRP24_LOW | RES_MRGN_10 | BASE3
| S91 | 0 |  | pklein-DESKTOP | copt | copt |  |  | 0 |  | none |  |  | [2025, 2029]+list(range(2030,2051,5)) | range(2030,2051,2) | W_P50 | W_P50 | SL_12 | 1 | redz_corridors_eia | copt |  | existing+tdp | BASE_COALFLEX | DELAYED_ESKOM_2035 |  |  | 50% | 150% | BASE_PMR1b |  | BASE | BASE | BASE | BASE_PMR1b |  | BASE_PMR1b |  | MOD_CNST | MTSAO_BQ | MOD_CNST | UNC | DIESEL_LNG | NO_MIN_GAS | NO_MIN_GAS | BASE | BASE | EAF_60 | none | BASE_PMR1b | IRP24_LOW | RES_MRGN_10 | BASE3
| S92 | 0 |  | pklein-DESKTOP | copt | copt |  |  | 0 |  | none |  |  | [2025, 2029]+list(range(2030,2051,5)) | range(2030,2051,2) | W_P50 | W_P50 | SL_12 | 1 | redz_corridors_eia | copt |  | existing+tdp | BASE_COALFLEX | DELAYED_ESKOM_2035 |  |  | 50% | 100% | BASE_PMR1b |  | BASE | BASE | BASE | BASE_PMR1b |  | BASE_PMR1b |  | MOD_CNST | MTSAO_BQ | MOD_CNST | UNC | DIESEL_LNG | NO_MIN_GAS | NO_MIN_GAS | BASE | BASE | EAF_60 | none | BASE_PMR1b | IRP24_LOW | RES_MRGN_10 | BASE3
| S93 | 0 |  | pklein-DESKTOP | copt | copt |  |  | 0 |  | none |  |  | [2025, 2029]+list(range(2030,2051,5)) | range(2030,2051,2) | W_P50 | W_P50 | SL_12 | 1 | redz_corridors_eia | copt |  | existing+tdp | BASE_COALFLEX | DELAYED_ESKOM_2035 |  |  | 50% | 50% | BASE_PMR1b |  | BASE | BASE | BASE | BASE_PMR1b |  | BASE_PMR1b |  | MOD_CNST | MTSAO_BQ | MOD_CNST | UNC | DIESEL_LNG | NO_MIN_GAS | NO_MIN_GAS | BASE | BASE | EAF_60 | none | BASE_PMR1b | IRP24_LOW | RES_MRGN_10 | BASE3
| S94 | 0 |  | pklein-DESKTOP | copt | copt |  |  | 0 |  | none |  |  | [2025, 2029]+list(range(2030,2051,5)) | range(2030,2051,2) | W_P50 | W_P50 | SL_12 | 1 | redz_corridors_eia | copt |  | existing+tdp | BASE_COALFLEX | DELAYED_ESKOM_2035 |  |  | 40% | 150% | BASE_PMR1b |  | BASE | BASE | BASE | BASE_PMR1b |  | BASE_PMR1b |  | MOD_CNST | MTSAO_BQ | MOD_CNST | UNC | DIESEL_LNG | NO_MIN_GAS | NO_MIN_GAS | BASE | BASE | EAF_60 | none | BASE_PMR1b | IRP24_LOW | RES_MRGN_10 | BASE3
| S95 | 0 |  | pklein-DESKTOP | copt | copt |  |  | 0 |  | none |  |  | [2025, 2029]+list(range(2030,2051,5)) | range(2030,2051,2) | W_P50 | W_P50 | SL_12 | 1 | redz_corridors_eia | copt |  | existing+tdp | BASE_COALFLEX | DELAYED_ESKOM_2035 |  |  | 40% | 100% | BASE_PMR1b |  | BASE | BASE | BASE | BASE_PMR1b |  | BASE_PMR1b |  | MOD_CNST | MTSAO_BQ | MOD_CNST | UNC | DIESEL_LNG | NO_MIN_GAS | NO_MIN_GAS | BASE | BASE | EAF_60 | none | BASE_PMR1b | IRP24_LOW | RES_MRGN_10 | BASE3
| S96 | 0 |  | pklein-DESKTOP | copt | copt |  |  | 0 |  | none |  |  | [2025, 2029]+list(range(2030,2051,5)) | range(2030,2051,2) | W_P50 | W_P50 | SL_12 | 1 | redz_corridors_eia | copt |  | existing+tdp | BASE_COALFLEX | DELAYED_ESKOM_2035 |  |  | 40% | 50% | BASE_PMR1b |  | BASE | BASE | BASE | BASE_PMR1b |  | BASE_PMR1b |  | MOD_CNST | MTSAO_BQ | MOD_CNST | UNC | DIESEL_LNG | NO_MIN_GAS | NO_MIN_GAS | BASE | BASE | EAF_60 | none | BASE_PMR1b | IRP24_LOW | RES_MRGN_10 | BASE3
| S97 | 0 |  | pklein-DESKTOP2 | copt | copt |  |  | 0 |  | none |  |  | [2025, 2029]+list(range(2030,2051,5)) | range(2030,2051,2) | W_P50 | W_P50 | SL_0 | 1 | redz_corridors_eia | copt | LC | existing+tdp | BASE_COALFLEX | DELAYED_ESKOM_2035 |  |  | 70% | 150% | BASE_PMR1b | FS_2045 | BASE | BASE | BASE | BASE_PMR1b |  | BASE_PMR1b | FS_2045 | MOD_CNST | MTSAO_BQ | MOD_CNST | UNC | DIESEL_LNG | NO_MIN_GAS | NO_MIN_GAS | BASE | BASE | EAF_60 | none | LOW_PMR1b | IRP24_LOW | RES_MRGN_10 | BASE3
| S98 | 0 |  |  | copt | copt |  |  | 0 |  | none |  |  | [2025, 2029]+list(range(2030,2051,5)) | range(2030,2051,2) | W_P50 | W_P50 | SL_0 | 1 | redz_corridors_eia | copt | LC | existing+tdp | BASE_COALFLEX | DELAYED_ESKOM_2035 |  |  | 70% | 100% | BASE_PMR1b |  | BASE | BASE | BASE | BASE_PMR1b |  | BASE_PMR1b |  | MOD_CNST | MTSAO_BQ | MOD_CNST | UNC | DIESEL_LNG | NO_MIN_GAS | NO_MIN_GAS | BASE | BASE | EAF_60 | none | LOW_PMR1b | IRP24_LOW | RES_MRGN_10 | BASE3
| S99 | 0 |  |  | copt | copt |  |  | 0 |  | none |  |  | [2025, 2029]+list(range(2030,2051,5)) | range(2030,2051,2) | W_P50 | W_P50 | SL_0 | 1 | redz_corridors_eia | copt |  | existing+tdp | BASE_COALFLEX | DELAYED_ESKOM_2035 |  |  | 70% | 50% | BASE_PMR1b |  | BASE | BASE | BASE | BASE_PMR1b |  | BASE_PMR1b |  | MOD_CNST | MTSAO_BQ | MOD_CNST | UNC | DIESEL_LNG | NO_MIN_GAS | NO_MIN_GAS | BASE | BASE | EAF_60 | none | LOW_PMR1b | IRP24_LOW | RES_MRGN_10 | BASE3
| S100 | 0 |  |  | copt | copt |  |  | 0 |  | none |  |  | [2025, 2029]+list(range(2030,2051,5)) | range(2030,2051,2) | W_P50 | W_P50 | SL_0 | 1 | redz_corridors_eia | copt |  | existing+tdp | BASE_COALFLEX | DELAYED_ESKOM_2035 |  |  | 60% | 150% | BASE_PMR1b |  | BASE | BASE | BASE | BASE_PMR1b |  | BASE_PMR1b |  | MOD_CNST | MTSAO_BQ | MOD_CNST | UNC | DIESEL_LNG | NO_MIN_GAS | NO_MIN_GAS | BASE | BASE | EAF_60 | none | LOW_PMR1b | IRP24_LOW | RES_MRGN_10 | BASE3
| S101 | 0 |  |  | copt | copt |  |  | 0 |  | none |  |  | [2025, 2029]+list(range(2030,2051,5)) | range(2030,2051,2) | W_P50 | W_P50 | SL_0 | 1 | redz_corridors_eia | copt |  | existing+tdp | BASE_COALFLEX | DELAYED_ESKOM_2035 |  |  | 60% | 100% | BASE_PMR1b |  | BASE | BASE | BASE | BASE_PMR1b |  | BASE_PMR1b |  | MOD_CNST | MTSAO_BQ | MOD_CNST | UNC | DIESEL_LNG | NO_MIN_GAS | NO_MIN_GAS | BASE | BASE | EAF_60 | none | LOW_PMR1b | IRP24_LOW | RES_MRGN_10 | BASE3
| S102 | 0 |  |  | copt | copt |  |  | 0 |  | none |  |  | [2025, 2029]+list(range(2030,2051,5)) | range(2030,2051,2) | W_P50 | W_P50 | SL_0 | 1 | redz_corridors_eia | copt |  | existing+tdp | BASE_COALFLEX | DELAYED_ESKOM_2035 |  |  | 60% | 50% | BASE_PMR1b |  | BASE | BASE | BASE | BASE_PMR1b |  | BASE_PMR1b |  | MOD_CNST | MTSAO_BQ | MOD_CNST | UNC | DIESEL_LNG | NO_MIN_GAS | NO_MIN_GAS | BASE | BASE | EAF_60 | none | LOW_PMR1b | IRP24_LOW | RES_MRGN_10 | BASE3
| S103 | 0 |  |  | copt | copt |  |  | 0 |  | none |  |  | [2025, 2029]+list(range(2030,2051,5)) | range(2030,2051,2) | W_P50 | W_P50 | SL_0 | 1 | redz_corridors_eia | copt |  | existing+tdp | BASE_COALFLEX | DELAYED_ESKOM_2035 |  |  | 50% | 150% | BASE_PMR1b |  | BASE | BASE | BASE | BASE_PMR1b |  | BASE_PMR1b |  | MOD_CNST | MTSAO_BQ | MOD_CNST | UNC | DIESEL_LNG | NO_MIN_GAS | NO_MIN_GAS | BASE | BASE | EAF_60 | none | LOW_PMR1b | IRP24_LOW | RES_MRGN_10 | BASE3
| S104 | 0 |  |  | copt | copt |  |  | 0 |  | none |  |  | [2025, 2029]+list(range(2030,2051,5)) | range(2030,2051,2) | W_P50 | W_P50 | SL_0 | 1 | redz_corridors_eia | copt |  | existing+tdp | BASE_COALFLEX | DELAYED_ESKOM_2035 |  |  | 50% | 100% | BASE_PMR1b |  | BASE | BASE | BASE | BASE_PMR1b |  | BASE_PMR1b |  | MOD_CNST | MTSAO_BQ | MOD_CNST | UNC | DIESEL_LNG | NO_MIN_GAS | NO_MIN_GAS | BASE | BASE | EAF_60 | none | LOW_PMR1b | IRP24_LOW | RES_MRGN_10 | BASE3
| S105 | 0 |  |  | copt | copt |  |  | 0 |  | none |  |  | [2025, 2029]+list(range(2030,2051,5)) | range(2030,2051,2) | W_P50 | W_P50 | SL_0 | 1 | redz_corridors_eia | copt |  | existing+tdp | BASE_COALFLEX | DELAYED_ESKOM_2035 |  |  | 50% | 50% | BASE_PMR1b |  | BASE | BASE | BASE | BASE_PMR1b |  | BASE_PMR1b |  | MOD_CNST | MTSAO_BQ | MOD_CNST | UNC | DIESEL_LNG | NO_MIN_GAS | NO_MIN_GAS | BASE | BASE | EAF_60 | none | LOW_PMR1b | IRP24_LOW | RES_MRGN_10 | BASE3
| S106 | 0 |  |  | copt | copt |  |  | 0 |  | none |  |  | [2025, 2029]+list(range(2030,2051,5)) | range(2030,2051,2) | W_P50 | W_P50 | SL_0 | 1 | redz_corridors_eia | copt |  | existing+tdp | BASE_COALFLEX | DELAYED_ESKOM_2035 |  |  | 40% | 150% | BASE_PMR1b |  | BASE | BASE | BASE | BASE_PMR1b |  | BASE_PMR1b |  | MOD_CNST | MTSAO_BQ | MOD_CNST | UNC | DIESEL_LNG | NO_MIN_GAS | NO_MIN_GAS | BASE | BASE | EAF_60 | none | LOW_PMR1b | IRP24_LOW | RES_MRGN_10 | BASE3
| S107 | 0 |  |  | copt | copt |  |  | 0 |  | none |  |  | [2025, 2029]+list(range(2030,2051,5)) | range(2030,2051,2) | W_P50 | W_P50 | SL_0 | 1 | redz_corridors_eia | copt |  | existing+tdp | BASE_COALFLEX | DELAYED_ESKOM_2035 |  |  | 40% | 100% | BASE_PMR1b |  | BASE | BASE | BASE | BASE_PMR1b |  | BASE_PMR1b |  | MOD_CNST | MTSAO_BQ | MOD_CNST | UNC | DIESEL_LNG | NO_MIN_GAS | NO_MIN_GAS | BASE | BASE | EAF_60 | none | LOW_PMR1b | IRP24_LOW | RES_MRGN_10 | BASE3
| S108 | 0 |  |  | copt | copt |  |  | 0 |  | none |  |  | [2025, 2029]+list(range(2030,2051,5)) | range(2030,2051,2) | W_P50 | W_P50 | SL_0 | 1 | redz_corridors_eia | copt |  | existing+tdp | BASE_COALFLEX | DELAYED_ESKOM_2035 |  |  | 40% | 50% | BASE_PMR1b |  | BASE | BASE | BASE | BASE_PMR1b |  | BASE_PMR1b |  | MOD_CNST | MTSAO_BQ | MOD_CNST | UNC | DIESEL_LNG | NO_MIN_GAS | NO_MIN_GAS | BASE | BASE | EAF_60 | none | LOW_PMR1b | IRP24_LOW | RES_MRGN_10 | BASE3
| S109 | 0 |  |  | copt | copt |  |  | 0 |  | none |  |  | [2025, 2029]+list(range(2030,2051,5)) | range(2030,2051,2) | W_P50 | W_P50 | SL_1 | 1 | redz_corridors_eia | copt |  | existing+tdp | BASE_COALFLEX | DELAYED_ESKOM_2035 |  |  | 70% | 150% | BASE_PMR1b |  | BASE | BASE | BASE | BASE_PMR1b |  | BASE_PMR1b |  | MOD_CNST | MTSAO_BQ | MOD_CNST | UNC | DIESEL_LNG | NO_MIN_GAS | NO_MIN_GAS | BASE | BASE | EAF_60 | none | LOW_PMR1b | IRP24_LOW | RES_MRGN_10 | BASE3
| S110 | 0 |  |  | copt | copt |  |  | 0 |  | none |  |  | [2025, 2029]+list(range(2030,2051,5)) | range(2030,2051,2) | W_P50 | W_P50 | SL_1 | 1 | redz_corridors_eia | copt |  | existing+tdp | BASE_COALFLEX | DELAYED_ESKOM_2035 |  |  | 70% | 100% | BASE_PMR1b |  | BASE | BASE | BASE | BASE_PMR1b |  | BASE_PMR1b |  | MOD_CNST | MTSAO_BQ | MOD_CNST | UNC | DIESEL_LNG | NO_MIN_GAS | NO_MIN_GAS | BASE | BASE | EAF_60 | none | LOW_PMR1b | IRP24_LOW | RES_MRGN_10 | BASE3
| S111 | 0 |  |  | copt | copt |  |  | 0 |  | none |  |  | [2025, 2029]+list(range(2030,2051,5)) | range(2030,2051,2) | W_P50 | W_P50 | SL_1 | 1 | redz_corridors_eia | copt |  | existing+tdp | BASE_COALFLEX | DELAYED_ESKOM_2035 |  |  | 70% | 50% | BASE_PMR1b |  | BASE | BASE | BASE | BASE_PMR1b |  | BASE_PMR1b |  | MOD_CNST | MTSAO_BQ | MOD_CNST | UNC | DIESEL_LNG | NO_MIN_GAS | NO_MIN_GAS | BASE | BASE | EAF_60 | none | LOW_PMR1b | IRP24_LOW | RES_MRGN_10 | BASE3
| S112 | 0 |  |  | copt | copt |  |  | 0 |  | none |  |  | [2025, 2029]+list(range(2030,2051,5)) | range(2030,2051,2) | W_P50 | W_P50 | SL_1 | 1 | redz_corridors_eia | copt |  | existing+tdp | BASE_COALFLEX | DELAYED_ESKOM_2035 |  |  | 60% | 150% | BASE_PMR1b |  | BASE | BASE | BASE | BASE_PMR1b |  | BASE_PMR1b |  | MOD_CNST | MTSAO_BQ | MOD_CNST | UNC | DIESEL_LNG | NO_MIN_GAS | NO_MIN_GAS | BASE | BASE | EAF_60 | none | LOW_PMR1b | IRP24_LOW | RES_MRGN_10 | BASE3
| S113 | 0 |  |  | copt | copt |  |  | 0 |  | none |  |  | [2025, 2029]+list(range(2030,2051,5)) | range(2030,2051,2) | W_P50 | W_P50 | SL_1 | 1 | redz_corridors_eia | copt |  | existing+tdp | BASE_COALFLEX | DELAYED_ESKOM_2035 |  |  | 60% | 100% | BASE_PMR1b |  | BASE | BASE | BASE | BASE_PMR1b |  | BASE_PMR1b |  | MOD_CNST | MTSAO_BQ | MOD_CNST | UNC | DIESEL_LNG | NO_MIN_GAS | NO_MIN_GAS | BASE | BASE | EAF_60 | none | LOW_PMR1b | IRP24_LOW | RES_MRGN_10 | BASE3
| S114 | 0 |  |  | copt | copt |  |  | 0 |  | none |  |  | [2025, 2029]+list(range(2030,2051,5)) | range(2030,2051,2) | W_P50 | W_P50 | SL_1 | 1 | redz_corridors_eia | copt |  | existing+tdp | BASE_COALFLEX | DELAYED_ESKOM_2035 |  |  | 60% | 50% | BASE_PMR1b |  | BASE | BASE | BASE | BASE_PMR1b |  | BASE_PMR1b |  | MOD_CNST | MTSAO_BQ | MOD_CNST | UNC | DIESEL_LNG | NO_MIN_GAS | NO_MIN_GAS | BASE | BASE | EAF_60 | none | LOW_PMR1b | IRP24_LOW | RES_MRGN_10 | BASE3
| S115 | 0 |  |  | copt | copt |  |  | 0 |  | none |  |  | [2025, 2029]+list(range(2030,2051,5)) | range(2030,2051,2) | W_P50 | W_P50 | SL_1 | 1 | redz_corridors_eia | copt |  | existing+tdp | BASE_COALFLEX | DELAYED_ESKOM_2035 |  |  | 50% | 150% | BASE_PMR1b |  | BASE | BASE | BASE | BASE_PMR1b |  | BASE_PMR1b |  | MOD_CNST | MTSAO_BQ | MOD_CNST | UNC | DIESEL_LNG | NO_MIN_GAS | NO_MIN_GAS | BASE | BASE | EAF_60 | none | LOW_PMR1b | IRP24_LOW | RES_MRGN_10 | BASE3
| S116 | 0 |  |  | copt | copt |  |  | 0 |  | none |  |  | [2025, 2029]+list(range(2030,2051,5)) | range(2030,2051,2) | W_P50 | W_P50 | SL_1 | 1 | redz_corridors_eia | copt |  | existing+tdp | BASE_COALFLEX | DELAYED_ESKOM_2035 |  |  | 50% | 100% | BASE_PMR1b |  | BASE | BASE | BASE | BASE_PMR1b |  | BASE_PMR1b |  | MOD_CNST | MTSAO_BQ | MOD_CNST | UNC | DIESEL_LNG | NO_MIN_GAS | NO_MIN_GAS | BASE | BASE | EAF_60 | none | LOW_PMR1b | IRP24_LOW | RES_MRGN_10 | BASE3
| S117 | 0 |  |  | copt | copt |  |  | 0 |  | none |  |  | [2025, 2029]+list(range(2030,2051,5)) | range(2030,2051,2) | W_P50 | W_P50 | SL_1 | 1 | redz_corridors_eia | copt |  | existing+tdp | BASE_COALFLEX | DELAYED_ESKOM_2035 |  |  | 50% | 50% | BASE_PMR1b |  | BASE | BASE | BASE | BASE_PMR1b |  | BASE_PMR1b |  | MOD_CNST | MTSAO_BQ | MOD_CNST | UNC | DIESEL_LNG | NO_MIN_GAS | NO_MIN_GAS | BASE | BASE | EAF_60 | none | LOW_PMR1b | IRP24_LOW | RES_MRGN_10 | BASE3
| S118 | 0 |  |  | copt | copt |  |  | 0 |  | none |  |  | [2025, 2029]+list(range(2030,2051,5)) | range(2030,2051,2) | W_P50 | W_P50 | SL_1 | 1 | redz_corridors_eia | copt |  | existing+tdp | BASE_COALFLEX | DELAYED_ESKOM_2035 |  |  | 40% | 150% | BASE_PMR1b |  | BASE | BASE | BASE | BASE_PMR1b |  | BASE_PMR1b |  | MOD_CNST | MTSAO_BQ | MOD_CNST | UNC | DIESEL_LNG | NO_MIN_GAS | NO_MIN_GAS | BASE | BASE | EAF_60 | none | LOW_PMR1b | IRP24_LOW | RES_MRGN_10 | BASE3
| S119 | 0 |  |  | copt | copt |  |  | 0 |  | none |  |  | [2025, 2029]+list(range(2030,2051,5)) | range(2030,2051,2) | W_P50 | W_P50 | SL_1 | 1 | redz_corridors_eia | copt |  | existing+tdp | BASE_COALFLEX | DELAYED_ESKOM_2035 |  |  | 40% | 100% | BASE_PMR1b |  | BASE | BASE | BASE | BASE_PMR1b |  | BASE_PMR1b |  | MOD_CNST | MTSAO_BQ | MOD_CNST | UNC | DIESEL_LNG | NO_MIN_GAS | NO_MIN_GAS | BASE | BASE | EAF_60 | none | LOW_PMR1b | IRP24_LOW | RES_MRGN_10 | BASE3
| S120 | 0 |  |  | copt | copt |  |  | 0 |  | none |  |  | [2025, 2029]+list(range(2030,2051,5)) | range(2030,2051,2) | W_P50 | W_P50 | SL_1 | 1 | redz_corridors_eia | copt |  | existing+tdp | BASE_COALFLEX | DELAYED_ESKOM_2035 |  |  | 40% | 50% | BASE_PMR1b |  | BASE | BASE | BASE | BASE_PMR1b |  | BASE_PMR1b |  | MOD_CNST | MTSAO_BQ | MOD_CNST | UNC | DIESEL_LNG | NO_MIN_GAS | NO_MIN_GAS | BASE | BASE | EAF_60 | none | LOW_PMR1b | IRP24_LOW | RES_MRGN_10 | BASE3
| S121 | 0 |  |  | copt | copt |  |  | 0 |  | none |  |  | [2025, 2029]+list(range(2030,2051,5)) | range(2030,2051,2) | W_P50 | W_P50 | SL_6 | 1 | redz_corridors_eia | copt |  | existing+tdp | BASE_COALFLEX | DELAYED_ESKOM_2035 |  |  | 70% | 150% | BASE_PMR1b |  | BASE | BASE | BASE | BASE_PMR1b |  | BASE_PMR1b |  | MOD_CNST | MTSAO_BQ | MOD_CNST | UNC | DIESEL_LNG | NO_MIN_GAS | NO_MIN_GAS | BASE | BASE | EAF_60 | none | LOW_PMR1b | IRP24_LOW | RES_MRGN_10 | BASE3
| S122 | 0 |  |  | copt | copt |  |  | 0 |  | none |  |  | [2025, 2029]+list(range(2030,2051,5)) | range(2030,2051,2) | W_P50 | W_P50 | SL_6 | 1 | redz_corridors_eia | copt |  | existing+tdp | BASE_COALFLEX | DELAYED_ESKOM_2035 |  |  | 70% | 100% | BASE_PMR1b |  | BASE | BASE | BASE | BASE_PMR1b |  | BASE_PMR1b |  | MOD_CNST | MTSAO_BQ | MOD_CNST | UNC | DIESEL_LNG | NO_MIN_GAS | NO_MIN_GAS | BASE | BASE | EAF_60 | none | LOW_PMR1b | IRP24_LOW | RES_MRGN_10 | BASE3
| S123 | 0 |  |  | copt | copt |  |  | 0 |  | none |  |  | [2025, 2029]+list(range(2030,2051,5)) | range(2030,2051,2) | W_P50 | W_P50 | SL_6 | 1 | redz_corridors_eia | copt |  | existing+tdp | BASE_COALFLEX | DELAYED_ESKOM_2035 |  |  | 70% | 50% | BASE_PMR1b |  | BASE | BASE | BASE | BASE_PMR1b |  | BASE_PMR1b |  | MOD_CNST | MTSAO_BQ | MOD_CNST | UNC | DIESEL_LNG | NO_MIN_GAS | NO_MIN_GAS | BASE | BASE | EAF_60 | none | LOW_PMR1b | IRP24_LOW | RES_MRGN_10 | BASE3
| S124 | 0 |  |  | copt | copt |  |  | 0 |  | none |  |  | [2025, 2029]+list(range(2030,2051,5)) | range(2030,2051,2) | W_P50 | W_P50 | SL_6 | 1 | redz_corridors_eia | copt |  | existing+tdp | BASE_COALFLEX | DELAYED_ESKOM_2035 |  |  | 60% | 150% | BASE_PMR1b |  | BASE | BASE | BASE | BASE_PMR1b |  | BASE_PMR1b |  | MOD_CNST | MTSAO_BQ | MOD_CNST | UNC | DIESEL_LNG | NO_MIN_GAS | NO_MIN_GAS | BASE | BASE | EAF_60 | none | LOW_PMR1b | IRP24_LOW | RES_MRGN_10 | BASE3
| S125 | 0 |  |  | copt | copt |  |  | 0 |  | none |  |  | [2025, 2029]+list(range(2030,2051,5)) | range(2030,2051,2) | W_P50 | W_P50 | SL_6 | 1 | redz_corridors_eia | copt |  | existing+tdp | BASE_COALFLEX | DELAYED_ESKOM_2035 |  |  | 60% | 100% | BASE_PMR1b |  | BASE | BASE | BASE | BASE_PMR1b |  | BASE_PMR1b |  | MOD_CNST | MTSAO_BQ | MOD_CNST | UNC | DIESEL_LNG | NO_MIN_GAS | NO_MIN_GAS | BASE | BASE | EAF_60 | none | LOW_PMR1b | IRP24_LOW | RES_MRGN_10 | BASE3
| S126 | 0 |  |  | copt | copt |  |  | 0 |  | none |  |  | [2025, 2029]+list(range(2030,2051,5)) | range(2030,2051,2) | W_P50 | W_P50 | SL_6 | 1 | redz_corridors_eia | copt |  | existing+tdp | BASE_COALFLEX | DELAYED_ESKOM_2035 |  |  | 60% | 50% | BASE_PMR1b |  | BASE | BASE | BASE | BASE_PMR1b |  | BASE_PMR1b |  | MOD_CNST | MTSAO_BQ | MOD_CNST | UNC | DIESEL_LNG | NO_MIN_GAS | NO_MIN_GAS | BASE | BASE | EAF_60 | none | LOW_PMR1b | IRP24_LOW | RES_MRGN_10 | BASE3
| S127 | 0 |  |  | copt | copt |  |  | 0 |  | none |  |  | [2025, 2029]+list(range(2030,2051,5)) | range(2030,2051,2) | W_P50 | W_P50 | SL_6 | 1 | redz_corridors_eia | copt |  | existing+tdp | BASE_COALFLEX | DELAYED_ESKOM_2035 |  |  | 50% | 150% | BASE_PMR1b |  | BASE | BASE | BASE | BASE_PMR1b |  | BASE_PMR1b |  | MOD_CNST | MTSAO_BQ | MOD_CNST | UNC | DIESEL_LNG | NO_MIN_GAS | NO_MIN_GAS | BASE | BASE | EAF_60 | none | LOW_PMR1b | IRP24_LOW | RES_MRGN_10 | BASE3
| S128 | 0 |  |  | copt | copt |  |  | 0 |  | none |  |  | [2025, 2029]+list(range(2030,2051,5)) | range(2030,2051,2) | W_P50 | W_P50 | SL_6 | 1 | redz_corridors_eia | copt |  | existing+tdp | BASE_COALFLEX | DELAYED_ESKOM_2035 |  |  | 50% | 100% | BASE_PMR1b |  | BASE | BASE | BASE | BASE_PMR1b |  | BASE_PMR1b |  | MOD_CNST | MTSAO_BQ | MOD_CNST | UNC | DIESEL_LNG | NO_MIN_GAS | NO_MIN_GAS | BASE | BASE | EAF_60 | none | LOW_PMR1b | IRP24_LOW | RES_MRGN_10 | BASE3
| S129 | 0 |  |  | copt | copt |  |  | 0 |  | none |  |  | [2025, 2029]+list(range(2030,2051,5)) | range(2030,2051,2) | W_P50 | W_P50 | SL_6 | 1 | redz_corridors_eia | copt |  | existing+tdp | BASE_COALFLEX | DELAYED_ESKOM_2035 |  |  | 50% | 50% | BASE_PMR1b |  | BASE | BASE | BASE | BASE_PMR1b |  | BASE_PMR1b |  | MOD_CNST | MTSAO_BQ | MOD_CNST | UNC | DIESEL_LNG | NO_MIN_GAS | NO_MIN_GAS | BASE | BASE | EAF_60 | none | LOW_PMR1b | IRP24_LOW | RES_MRGN_10 | BASE3
| S130 | 0 |  |  | copt | copt |  |  | 0 |  | none |  |  | [2025, 2029]+list(range(2030,2051,5)) | range(2030,2051,2) | W_P50 | W_P50 | SL_6 | 1 | redz_corridors_eia | copt |  | existing+tdp | BASE_COALFLEX | DELAYED_ESKOM_2035 |  |  | 40% | 150% | BASE_PMR1b |  | BASE | BASE | BASE | BASE_PMR1b |  | BASE_PMR1b |  | MOD_CNST | MTSAO_BQ | MOD_CNST | UNC | DIESEL_LNG | NO_MIN_GAS | NO_MIN_GAS | BASE | BASE | EAF_60 | none | LOW_PMR1b | IRP24_LOW | RES_MRGN_10 | BASE3
| S131 | 0 |  |  | copt | copt |  |  | 0 |  | none |  |  | [2025, 2029]+list(range(2030,2051,5)) | range(2030,2051,2) | W_P50 | W_P50 | SL_6 | 1 | redz_corridors_eia | copt |  | existing+tdp | BASE_COALFLEX | DELAYED_ESKOM_2035 |  |  | 40% | 100% | BASE_PMR1b |  | BASE | BASE | BASE | BASE_PMR1b |  | BASE_PMR1b |  | MOD_CNST | MTSAO_BQ | MOD_CNST | UNC | DIESEL_LNG | NO_MIN_GAS | NO_MIN_GAS | BASE | BASE | EAF_60 | none | LOW_PMR1b | IRP24_LOW | RES_MRGN_10 | BASE3
| S132 | 0 |  |  | copt | copt |  |  | 0 |  | none |  |  | [2025, 2029]+list(range(2030,2051,5)) | range(2030,2051,2) | W_P50 | W_P50 | SL_6 | 1 | redz_corridors_eia | copt |  | existing+tdp | BASE_COALFLEX | DELAYED_ESKOM_2035 |  |  | 40% | 50% | BASE_PMR1b |  | BASE | BASE | BASE | BASE_PMR1b |  | BASE_PMR1b |  | MOD_CNST | MTSAO_BQ | MOD_CNST | UNC | DIESEL_LNG | NO_MIN_GAS | NO_MIN_GAS | BASE | BASE | EAF_60 | none | LOW_PMR1b | IRP24_LOW | RES_MRGN_10 | BASE3
| S133 | 0 |  |  | copt | copt |  |  | 0 |  | none |  |  | [2025, 2029]+list(range(2030,2051,5)) | range(2030,2051,2) | W_P50 | W_P50 | SL_12 | 1 | redz_corridors_eia | copt |  | existing+tdp | BASE_COALFLEX | DELAYED_ESKOM_2035 |  |  | 70% | 150% | BASE_PMR1b |  | BASE | BASE | BASE | BASE_PMR1b |  | BASE_PMR1b |  | MOD_CNST | MTSAO_BQ | MOD_CNST | UNC | DIESEL_LNG | NO_MIN_GAS | NO_MIN_GAS | BASE | BASE | EAF_60 | none | LOW_PMR1b | IRP24_LOW | RES_MRGN_10 | BASE3
| S134 | 0 |  |  | copt | copt |  |  | 0 |  | none |  |  | [2025, 2029]+list(range(2030,2051,5)) | range(2030,2051,2) | W_P50 | W_P50 | SL_12 | 1 | redz_corridors_eia | copt |  | existing+tdp | BASE_COALFLEX | DELAYED_ESKOM_2035 |  |  | 70% | 100% | BASE_PMR1b |  | BASE | BASE | BASE | BASE_PMR1b |  | BASE_PMR1b |  | MOD_CNST | MTSAO_BQ | MOD_CNST | UNC | DIESEL_LNG | NO_MIN_GAS | NO_MIN_GAS | BASE | BASE | EAF_60 | none | LOW_PMR1b | IRP24_LOW | RES_MRGN_10 | BASE3
| S135 | 0 |  |  | copt | copt |  |  | 0 |  | none |  |  | [2025, 2029]+list(range(2030,2051,5)) | range(2030,2051,2) | W_P50 | W_P50 | SL_12 | 1 | redz_corridors_eia | copt |  | existing+tdp | BASE_COALFLEX | DELAYED_ESKOM_2035 |  |  | 70% | 50% | BASE_PMR1b |  | BASE | BASE | BASE | BASE_PMR1b |  | BASE_PMR1b |  | MOD_CNST | MTSAO_BQ | MOD_CNST | UNC | DIESEL_LNG | NO_MIN_GAS | NO_MIN_GAS | BASE | BASE | EAF_60 | none | LOW_PMR1b | IRP24_LOW | RES_MRGN_10 | BASE3
| S136 | 0 |  |  | copt | copt |  |  | 0 |  | none |  |  | [2025, 2029]+list(range(2030,2051,5)) | range(2030,2051,2) | W_P50 | W_P50 | SL_12 | 1 | redz_corridors_eia | copt |  | existing+tdp | BASE_COALFLEX | DELAYED_ESKOM_2035 |  |  | 60% | 150% | BASE_PMR1b |  | BASE | BASE | BASE | BASE_PMR1b |  | BASE_PMR1b |  | MOD_CNST | MTSAO_BQ | MOD_CNST | UNC | DIESEL_LNG | NO_MIN_GAS | NO_MIN_GAS | BASE | BASE | EAF_60 | none | LOW_PMR1b | IRP24_LOW | RES_MRGN_10 | BASE3
| S137 | 0 |  |  | copt | copt |  |  | 0 |  | none |  |  | [2025, 2029]+list(range(2030,2051,5)) | range(2030,2051,2) | W_P50 | W_P50 | SL_12 | 1 | redz_corridors_eia | copt |  | existing+tdp | BASE_COALFLEX | DELAYED_ESKOM_2035 |  |  | 60% | 100% | BASE_PMR1b |  | BASE | BASE | BASE | BASE_PMR1b |  | BASE_PMR1b |  | MOD_CNST | MTSAO_BQ | MOD_CNST | UNC | DIESEL_LNG | NO_MIN_GAS | NO_MIN_GAS | BASE | BASE | EAF_60 | none | LOW_PMR1b | IRP24_LOW | RES_MRGN_10 | BASE3
| S138 | 0 |  |  | copt | copt |  |  | 0 |  | none |  |  | [2025, 2029]+list(range(2030,2051,5)) | range(2030,2051,2) | W_P50 | W_P50 | SL_12 | 1 | redz_corridors_eia | copt |  | existing+tdp | BASE_COALFLEX | DELAYED_ESKOM_2035 |  |  | 60% | 50% | BASE_PMR1b |  | BASE | BASE | BASE | BASE_PMR1b |  | BASE_PMR1b |  | MOD_CNST | MTSAO_BQ | MOD_CNST | UNC | DIESEL_LNG | NO_MIN_GAS | NO_MIN_GAS | BASE | BASE | EAF_60 | none | LOW_PMR1b | IRP24_LOW | RES_MRGN_10 | BASE3
| S139 | 0 |  |  | copt | copt |  |  | 0 |  | none |  |  | [2025, 2029]+list(range(2030,2051,5)) | range(2030,2051,2) | W_P50 | W_P50 | SL_12 | 1 | redz_corridors_eia | copt |  | existing+tdp | BASE_COALFLEX | DELAYED_ESKOM_2035 |  |  | 50% | 150% | BASE_PMR1b |  | BASE | BASE | BASE | BASE_PMR1b |  | BASE_PMR1b |  | MOD_CNST | MTSAO_BQ | MOD_CNST | UNC | DIESEL_LNG | NO_MIN_GAS | NO_MIN_GAS | BASE | BASE | EAF_60 | none | LOW_PMR1b | IRP24_LOW | RES_MRGN_10 | BASE3
| S140 | 0 |  |  | copt | copt |  |  | 0 |  | none |  |  | [2025, 2029]+list(range(2030,2051,5)) | range(2030,2051,2) | W_P50 | W_P50 | SL_12 | 1 | redz_corridors_eia | copt |  | existing+tdp | BASE_COALFLEX | DELAYED_ESKOM_2035 |  |  | 50% | 100% | BASE_PMR1b |  | BASE | BASE | BASE | BASE_PMR1b |  | BASE_PMR1b |  | MOD_CNST | MTSAO_BQ | MOD_CNST | UNC | DIESEL_LNG | NO_MIN_GAS | NO_MIN_GAS | BASE | BASE | EAF_60 | none | LOW_PMR1b | IRP24_LOW | RES_MRGN_10 | BASE3
| S141 | 0 |  |  | copt | copt |  |  | 0 |  | none |  |  | [2025, 2029]+list(range(2030,2051,5)) | range(2030,2051,2) | W_P50 | W_P50 | SL_12 | 1 | redz_corridors_eia | copt |  | existing+tdp | BASE_COALFLEX | DELAYED_ESKOM_2035 |  |  | 50% | 50% | BASE_PMR1b |  | BASE | BASE | BASE | BASE_PMR1b |  | BASE_PMR1b |  | MOD_CNST | MTSAO_BQ | MOD_CNST | UNC | DIESEL_LNG | NO_MIN_GAS | NO_MIN_GAS | BASE | BASE | EAF_60 | none | LOW_PMR1b | IRP24_LOW | RES_MRGN_10 | BASE3
| S142 | 0 |  |  | copt | copt |  |  | 0 |  | none |  |  | [2025, 2029]+list(range(2030,2051,5)) | range(2030,2051,2) | W_P50 | W_P50 | SL_12 | 1 | redz_corridors_eia | copt |  | existing+tdp | BASE_COALFLEX | DELAYED_ESKOM_2035 |  |  | 40% | 150% | BASE_PMR1b |  | BASE | BASE | BASE | BASE_PMR1b |  | BASE_PMR1b |  | MOD_CNST | MTSAO_BQ | MOD_CNST | UNC | DIESEL_LNG | NO_MIN_GAS | NO_MIN_GAS | BASE | BASE | EAF_60 | none | LOW_PMR1b | IRP24_LOW | RES_MRGN_10 | BASE3
| S143 | 0 |  |  | copt | copt |  |  | 0 |  | none |  |  | [2025, 2029]+list(range(2030,2051,5)) | range(2030,2051,2) | W_P50 | W_P50 | SL_12 | 1 | redz_corridors_eia | copt |  | existing+tdp | BASE_COALFLEX | DELAYED_ESKOM_2035 |  |  | 40% | 100% | BASE_PMR1b |  | BASE | BASE | BASE | BASE_PMR1b |  | BASE_PMR1b |  | MOD_CNST | MTSAO_BQ | MOD_CNST | UNC | DIESEL_LNG | NO_MIN_GAS | NO_MIN_GAS | BASE | BASE | EAF_60 | none | LOW_PMR1b | IRP24_LOW | RES_MRGN_10 | BASE3
| S144 | 0 |  |  | copt | copt |  |  | 0 |  | none |  |  | [2025, 2029]+list(range(2030,2051,5)) | range(2030,2051,2) | W_P50 | W_P50 | SL_12 | 1 | redz_corridors_eia | copt |  | existing+tdp | BASE_COALFLEX | DELAYED_ESKOM_2035 |  |  | 40% | 50% | BASE_PMR1b |  | BASE | BASE | BASE | BASE_PMR1b |  | BASE_PMR1b |  | MOD_CNST | MTSAO_BQ | MOD_CNST | UNC | DIESEL_LNG | NO_MIN_GAS | NO_MIN_GAS | BASE | BASE | EAF_60 | none | LOW_PMR1b | IRP24_LOW | RES_MRGN_10 | BASE3
| S145 | 0 |  | pklein-DESKTOP | copt | copt |  |  | 0 |  | none |  |  | [2025, 2029]+list(range(2030,2051,5)) | range(2030,2051,2) | W_P50 | W_P50 | SL_0 | 1 | redz_corridors_eia | copt |  | existing+tdp | BASE_COALFLEX | DELAYED_ESKOM_2035 |  |  | 70% | 150% | BASE_PMR1b |  | BASE | BASE | BASE | BASE_PMR1b |  | BASE_PMR1b |  | MOD_CNST | MTSAO_BQ | MOD_CNST | UNC | DIESEL_LNG | NO_MIN_GAS | NO_MIN_GAS | BASE | BASE | EAF_60 | none | LOW_PMR1b | IRP24_LOW | RES_MRGN_10 | BASE3
| S146 | 0 |  |  | copt | copt |  |  | 0 |  | none |  |  | [2025, 2029]+list(range(2030,2051,5)) | range(2030,2051,2) | W_P50 | W_P50 | SL_0 | 1 | redz_corridors_eia | copt |  | existing+tdp | BASE_COALFLEX | DELAYED_ESKOM_2035 |  |  | 70% | 100% | BASE_PMR1b |  | BASE | BASE | BASE | BASE_PMR1b |  | BASE_PMR1b |  | MOD_CNST | MTSAO_BQ | MOD_CNST | UNC | DIESEL_LNG | NO_MIN_GAS | NO_MIN_GAS | BASE | BASE | EAF_60 | none | LOW_PMR1b | IRP24_LOW | RES_MRGN_10 | BASE3
| S147 | 0 |  |  | copt | copt |  |  | 0 |  | none |  |  | [2025, 2029]+list(range(2030,2051,5)) | range(2030,2051,2) | W_P50 | W_P50 | SL_0 | 1 | redz_corridors_eia | copt |  | existing+tdp | BASE_COALFLEX | DELAYED_ESKOM_2035 |  |  | 70% | 50% | BASE_PMR1b |  | BASE | BASE | BASE | BASE_PMR1b |  | BASE_PMR1b |  | MOD_CNST | MTSAO_BQ | MOD_CNST | UNC | DIESEL_LNG | NO_MIN_GAS | NO_MIN_GAS | BASE | BASE | EAF_60 | none | LOW_PMR1b | IRP24_LOW | RES_MRGN_10 | BASE3
| S148 | 0 |  |  | copt | copt |  |  | 0 |  | none |  |  | [2025, 2029]+list(range(2030,2051,5)) | range(2030,2051,2) | W_P50 | W_P50 | SL_0 | 1 | redz_corridors_eia | copt |  | existing+tdp | BASE_COALFLEX | DELAYED_ESKOM_2035 |  |  | 60% | 150% | BASE_PMR1b |  | BASE | BASE | BASE | BASE_PMR1b |  | BASE_PMR1b |  | MOD_CNST | MTSAO_BQ | MOD_CNST | UNC | DIESEL_LNG | NO_MIN_GAS | NO_MIN_GAS | BASE | BASE | EAF_60 | none | LOW_PMR1b | IRP24_LOW | RES_MRGN_10 | BASE3
| S149 | 0 |  |  | copt | copt |  |  | 0 |  | none |  |  | [2025, 2029]+list(range(2030,2051,5)) | range(2030,2051,2) | W_P50 | W_P50 | SL_0 | 1 | redz_corridors_eia | copt |  | existing+tdp | BASE_COALFLEX | DELAYED_ESKOM_2035 |  |  | 60% | 100% | BASE_PMR1b |  | BASE | BASE | BASE | BASE_PMR1b |  | BASE_PMR1b |  | MOD_CNST | MTSAO_BQ | MOD_CNST | UNC | DIESEL_LNG | NO_MIN_GAS | NO_MIN_GAS | BASE | BASE | EAF_60 | none | LOW_PMR1b | IRP24_LOW | RES_MRGN_10 | BASE3
| S150 | 0 |  | pklein-DESKTOP2 | copt | copt |  |  | 0 |  | none |  |  | [2025, 2029]+list(range(2030,2051,5)) | range(2030,2051,2) | W_P50 | W_P50 | SL_0 | 1 | redz_corridors_eia | copt |  | existing+tdp | BASE_COALFLEX | DELAYED_ESKOM_2035 |  |  | 60% | 50% | BASE_PMR1b |  | BASE | BASE | BASE | BASE_PMR1b |  | BASE_PMR1b |  | MOD_CNST | MTSAO_BQ | MOD_CNST | UNC | DIESEL_LNG | NO_MIN_GAS | NO_MIN_GAS | BASE | BASE | EAF_60 | none | LOW_PMR1b | IRP24_LOW | RES_MRGN_10 | BASE3
| S151 | 0 |  |  | copt | copt |  |  | 0 |  | none |  |  | [2025, 2029]+list(range(2030,2051,5)) | range(2030,2051,2) | W_P50 | W_P50 | SL_0 | 1 | redz_corridors_eia | copt |  | existing+tdp | BASE_COALFLEX | DELAYED_ESKOM_2035 |  |  | 50% | 150% | BASE_PMR1b |  | BASE | BASE | BASE | BASE_PMR1b |  | BASE_PMR1b |  | MOD_CNST | MTSAO_BQ | MOD_CNST | UNC | DIESEL_LNG | NO_MIN_GAS | NO_MIN_GAS | BASE | BASE | EAF_60 | none | LOW_PMR1b | IRP24_LOW | RES_MRGN_10 | BASE3
| S152 | 0 |  |  | copt | copt |  |  | 0 |  | none |  |  | [2025, 2029]+list(range(2030,2051,5)) | range(2030,2051,2) | W_P50 | W_P50 | SL_0 | 1 | redz_corridors_eia | copt |  | existing+tdp | BASE_COALFLEX | DELAYED_ESKOM_2035 |  |  | 50% | 100% | BASE_PMR1b |  | BASE | BASE | BASE | BASE_PMR1b |  | BASE_PMR1b |  | MOD_CNST | MTSAO_BQ | MOD_CNST | UNC | DIESEL_LNG | NO_MIN_GAS | NO_MIN_GAS | BASE | BASE | EAF_60 | none | LOW_PMR1b | IRP24_LOW | RES_MRGN_10 | BASE3
| S153 | 0 |  |  | copt | copt |  |  | 0 |  | none |  |  | [2025, 2029]+list(range(2030,2051,5)) | range(2030,2051,2) | W_P50 | W_P50 | SL_0 | 1 | redz_corridors_eia | copt |  | existing+tdp | BASE_COALFLEX | DELAYED_ESKOM_2035 |  |  | 50% | 50% | BASE_PMR1b |  | BASE | BASE | BASE | BASE_PMR1b |  | BASE_PMR1b |  | MOD_CNST | MTSAO_BQ | MOD_CNST | UNC | DIESEL_LNG | NO_MIN_GAS | NO_MIN_GAS | BASE | BASE | EAF_60 | none | LOW_PMR1b | IRP24_LOW | RES_MRGN_10 | BASE3
| S154 | 0 |  |  | copt | copt |  |  | 0 |  | none |  |  | [2025, 2029]+list(range(2030,2051,5)) | range(2030,2051,2) | W_P50 | W_P50 | SL_0 | 1 | redz_corridors_eia | copt |  | existing+tdp | BASE_COALFLEX | DELAYED_ESKOM_2035 |  |  | 40% | 150% | BASE_PMR1b |  | BASE | BASE | BASE | BASE_PMR1b |  | BASE_PMR1b |  | MOD_CNST | MTSAO_BQ | MOD_CNST | UNC | DIESEL_LNG | NO_MIN_GAS | NO_MIN_GAS | BASE | BASE | EAF_60 | none | LOW_PMR1b | IRP24_LOW | RES_MRGN_10 | BASE3
| S155 | 0 |  |  | copt | copt |  |  | 0 |  | none |  |  | [2025, 2029]+list(range(2030,2051,5)) | range(2030,2051,2) | W_P50 | W_P50 | SL_0 | 1 | redz_corridors_eia | copt |  | existing+tdp | BASE_COALFLEX | DELAYED_ESKOM_2035 |  |  | 40% | 100% | BASE_PMR1b |  | BASE | BASE | BASE | BASE_PMR1b |  | BASE_PMR1b |  | MOD_CNST | MTSAO_BQ | MOD_CNST | UNC | DIESEL_LNG | NO_MIN_GAS | NO_MIN_GAS | BASE | BASE | EAF_60 | none | LOW_PMR1b | IRP24_LOW | RES_MRGN_10 | BASE3
| S156 | 0 |  |  | copt | copt |  |  | 0 |  | none |  |  | [2025, 2029]+list(range(2030,2051,5)) | range(2030,2051,2) | W_P50 | W_P50 | SL_0 | 1 | redz_corridors_eia | copt |  | existing+tdp | BASE_COALFLEX | DELAYED_ESKOM_2035 |  |  | 40% | 50% | BASE_PMR1b |  | BASE | BASE | BASE | BASE_PMR1b |  | BASE_PMR1b |  | MOD_CNST | MTSAO_BQ | MOD_CNST | UNC | DIESEL_LNG | NO_MIN_GAS | NO_MIN_GAS | BASE | BASE | EAF_60 | none | LOW_PMR1b | IRP24_LOW | RES_MRGN_10 | BASE3
| S157 | 0 |  |  | copt | copt |  |  | 0 |  | none |  |  | [2025, 2029]+list(range(2030,2051,5)) | range(2030,2051,2) | W_P50 | W_P50 | SL_1 | 1 | redz_corridors_eia | copt |  | existing+tdp | BASE_COALFLEX | DELAYED_ESKOM_2035 |  |  | 70% | 150% | BASE_PMR1b |  | BASE | BASE | BASE | BASE_PMR1b |  | BASE_PMR1b |  | MOD_CNST | MTSAO_BQ | MOD_CNST | UNC | DIESEL_LNG | NO_MIN_GAS | NO_MIN_GAS | BASE | BASE | EAF_60 | none | LOW_PMR1b | IRP24_LOW | RES_MRGN_10 | BASE3
| S158 | 0 |  |  | copt | copt |  |  | 0 |  | none |  |  | [2025, 2029]+list(range(2030,2051,5)) | range(2030,2051,2) | W_P50 | W_P50 | SL_1 | 1 | redz_corridors_eia | copt |  | existing+tdp | BASE_COALFLEX | DELAYED_ESKOM_2035 |  |  | 70% | 100% | BASE_PMR1b |  | BASE | BASE | BASE | BASE_PMR1b |  | BASE_PMR1b |  | MOD_CNST | MTSAO_BQ | MOD_CNST | UNC | DIESEL_LNG | NO_MIN_GAS | NO_MIN_GAS | BASE | BASE | EAF_60 | none | LOW_PMR1b | IRP24_LOW | RES_MRGN_10 | BASE3
| S159 | 0 |  | pklein-DESKTOP | copt | copt |  |  | 0 |  | none |  |  | [2025, 2029]+list(range(2030,2051,5)) | range(2030,2051,2) | W_P50 | W_P50 | SL_1 | 1 | redz_corridors_eia | copt |  | existing+tdp | BASE_COALFLEX | DELAYED_ESKOM_2035 |  |  | 70% | 50% | BASE_PMR1b |  | BASE | BASE | BASE | BASE_PMR1b |  | BASE_PMR1b |  | MOD_CNST | MTSAO_BQ | MOD_CNST | UNC | DIESEL_LNG | NO_MIN_GAS | NO_MIN_GAS | BASE | BASE | EAF_60 | none | LOW_PMR1b | IRP24_LOW | RES_MRGN_10 | BASE3
| S160 | 0 |  |  | copt | copt |  |  | 0 |  | none |  |  | [2025, 2029]+list(range(2030,2051,5)) | range(2030,2051,2) | W_P50 | W_P50 | SL_1 | 1 | redz_corridors_eia | copt |  | existing+tdp | BASE_COALFLEX | DELAYED_ESKOM_2035 |  |  | 60% | 150% | BASE_PMR1b |  | BASE | BASE | BASE | BASE_PMR1b |  | BASE_PMR1b |  | MOD_CNST | MTSAO_BQ | MOD_CNST | UNC | DIESEL_LNG | NO_MIN_GAS | NO_MIN_GAS | BASE | BASE | EAF_60 | none | LOW_PMR1b | IRP24_LOW | RES_MRGN_10 | BASE3
| S161 | 0 |  |  | copt | copt |  |  | 0 |  | none |  |  | [2025, 2029]+list(range(2030,2051,5)) | range(2030,2051,2) | W_P50 | W_P50 | SL_1 | 1 | redz_corridors_eia | copt |  | existing+tdp | BASE_COALFLEX | DELAYED_ESKOM_2035 |  |  | 60% | 100% | BASE_PMR1b |  | BASE | BASE | BASE | BASE_PMR1b |  | BASE_PMR1b |  | MOD_CNST | MTSAO_BQ | MOD_CNST | UNC | DIESEL_LNG | NO_MIN_GAS | NO_MIN_GAS | BASE | BASE | EAF_60 | none | LOW_PMR1b | IRP24_LOW | RES_MRGN_10 | BASE3
| S162 | 0 |  |  | copt | copt |  |  | 0 |  | none |  |  | [2025, 2029]+list(range(2030,2051,5)) | range(2030,2051,2) | W_P50 | W_P50 | SL_1 | 1 | redz_corridors_eia | copt |  | existing+tdp | BASE_COALFLEX | DELAYED_ESKOM_2035 |  |  | 60% | 50% | BASE_PMR1b |  | BASE | BASE | BASE | BASE_PMR1b |  | BASE_PMR1b |  | MOD_CNST | MTSAO_BQ | MOD_CNST | UNC | DIESEL_LNG | NO_MIN_GAS | NO_MIN_GAS | BASE | BASE | EAF_60 | none | LOW_PMR1b | IRP24_LOW | RES_MRGN_10 | BASE3
| S163 | 0 |  |  | copt | copt |  |  | 0 |  | none |  |  | [2025, 2029]+list(range(2030,2051,5)) | range(2030,2051,2) | W_P50 | W_P50 | SL_1 | 1 | redz_corridors_eia | copt |  | existing+tdp | BASE_COALFLEX | DELAYED_ESKOM_2035 |  |  | 50% | 150% | BASE_PMR1b |  | BASE | BASE | BASE | BASE_PMR1b |  | BASE_PMR1b |  | MOD_CNST | MTSAO_BQ | MOD_CNST | UNC | DIESEL_LNG | NO_MIN_GAS | NO_MIN_GAS | BASE | BASE | EAF_60 | none | LOW_PMR1b | IRP24_LOW | RES_MRGN_10 | BASE3
| S164 | 0 |  |  | copt | copt |  |  | 0 |  | none |  |  | [2025, 2029]+list(range(2030,2051,5)) | range(2030,2051,2) | W_P50 | W_P50 | SL_1 | 1 | redz_corridors_eia | copt |  | existing+tdp | BASE_COALFLEX | DELAYED_ESKOM_2035 |  |  | 50% | 100% | BASE_PMR1b |  | BASE | BASE | BASE | BASE_PMR1b |  | BASE_PMR1b |  | MOD_CNST | MTSAO_BQ | MOD_CNST | UNC | DIESEL_LNG | NO_MIN_GAS | NO_MIN_GAS | BASE | BASE | EAF_60 | none | LOW_PMR1b | IRP24_LOW | RES_MRGN_10 | BASE3
| S165 | 0 |  |  | copt | copt |  |  | 0 |  | none |  |  | [2025, 2029]+list(range(2030,2051,5)) | range(2030,2051,2) | W_P50 | W_P50 | SL_1 | 1 | redz_corridors_eia | copt |  | existing+tdp | BASE_COALFLEX | DELAYED_ESKOM_2035 |  |  | 50% | 50% | BASE_PMR1b |  | BASE | BASE | BASE | BASE_PMR1b |  | BASE_PMR1b |  | MOD_CNST | MTSAO_BQ | MOD_CNST | UNC | DIESEL_LNG | NO_MIN_GAS | NO_MIN_GAS | BASE | BASE | EAF_60 | none | LOW_PMR1b | IRP24_LOW | RES_MRGN_10 | BASE3
| S166 | 0 |  |  | copt | copt |  |  | 0 |  | none |  |  | [2025, 2029]+list(range(2030,2051,5)) | range(2030,2051,2) | W_P50 | W_P50 | SL_1 | 1 | redz_corridors_eia | copt |  | existing+tdp | BASE_COALFLEX | DELAYED_ESKOM_2035 |  |  | 40% | 150% | BASE_PMR1b |  | BASE | BASE | BASE | BASE_PMR1b |  | BASE_PMR1b |  | MOD_CNST | MTSAO_BQ | MOD_CNST | UNC | DIESEL_LNG | NO_MIN_GAS | NO_MIN_GAS | BASE | BASE | EAF_60 | none | LOW_PMR1b | IRP24_LOW | RES_MRGN_10 | BASE3
| S167 | 0 |  |  | copt | copt |  |  | 0 |  | none |  |  | [2025, 2029]+list(range(2030,2051,5)) | range(2030,2051,2) | W_P50 | W_P50 | SL_1 | 1 | redz_corridors_eia | copt |  | existing+tdp | BASE_COALFLEX | DELAYED_ESKOM_2035 |  |  | 40% | 100% | BASE_PMR1b |  | BASE | BASE | BASE | BASE_PMR1b |  | BASE_PMR1b |  | MOD_CNST | MTSAO_BQ | MOD_CNST | UNC | DIESEL_LNG | NO_MIN_GAS | NO_MIN_GAS | BASE | BASE | EAF_60 | none | LOW_PMR1b | IRP24_LOW | RES_MRGN_10 | BASE3
| S168 | 0 |  |  | copt | copt |  |  | 0 |  | none |  |  | [2025, 2029]+list(range(2030,2051,5)) | range(2030,2051,2) | W_P50 | W_P50 | SL_1 | 1 | redz_corridors_eia | copt |  | existing+tdp | BASE_COALFLEX | DELAYED_ESKOM_2035 |  |  | 40% | 50% | BASE_PMR1b |  | BASE | BASE | BASE | BASE_PMR1b |  | BASE_PMR1b |  | MOD_CNST | MTSAO_BQ | MOD_CNST | UNC | DIESEL_LNG | NO_MIN_GAS | NO_MIN_GAS | BASE | BASE | EAF_60 | none | LOW_PMR1b | IRP24_LOW | RES_MRGN_10 | BASE3
| S169 | 0 |  |  | copt | copt |  |  | 0 |  | none |  |  | [2025, 2029]+list(range(2030,2051,5)) | range(2030,2051,2) | W_P50 | W_P50 | SL_6 | 1 | redz_corridors_eia | copt |  | existing+tdp | BASE_COALFLEX | DELAYED_ESKOM_2035 |  |  | 70% | 150% | BASE_PMR1b |  | BASE | BASE | BASE | BASE_PMR1b |  | BASE_PMR1b |  | MOD_CNST | MTSAO_BQ | MOD_CNST | UNC | DIESEL_LNG | NO_MIN_GAS | NO_MIN_GAS | BASE | BASE | EAF_60 | none | LOW_PMR1b | IRP24_LOW | RES_MRGN_10 | BASE3
| S170 | 0 |  |  | copt | copt |  |  | 0 |  | none |  |  | [2025, 2029]+list(range(2030,2051,5)) | range(2030,2051,2) | W_P50 | W_P50 | SL_6 | 1 | redz_corridors_eia | copt |  | existing+tdp | BASE_COALFLEX | DELAYED_ESKOM_2035 |  |  | 70% | 100% | BASE_PMR1b |  | BASE | BASE | BASE | BASE_PMR1b |  | BASE_PMR1b |  | MOD_CNST | MTSAO_BQ | MOD_CNST | UNC | DIESEL_LNG | NO_MIN_GAS | NO_MIN_GAS | BASE | BASE | EAF_60 | none | LOW_PMR1b | IRP24_LOW | RES_MRGN_10 | BASE3
| S171 | 0 |  |  | copt | copt |  |  | 0 |  | none |  |  | [2025, 2029]+list(range(2030,2051,5)) | range(2030,2051,2) | W_P50 | W_P50 | SL_6 | 1 | redz_corridors_eia | copt |  | existing+tdp | BASE_COALFLEX | DELAYED_ESKOM_2035 |  |  | 70% | 50% | BASE_PMR1b |  | BASE | BASE | BASE | BASE_PMR1b |  | BASE_PMR1b |  | MOD_CNST | MTSAO_BQ | MOD_CNST | UNC | DIESEL_LNG | NO_MIN_GAS | NO_MIN_GAS | BASE | BASE | EAF_60 | none | LOW_PMR1b | IRP24_LOW | RES_MRGN_10 | BASE3
| S172 | 0 |  |  | copt | copt |  |  | 0 |  | none |  |  | [2025, 2029]+list(range(2030,2051,5)) | range(2030,2051,2) | W_P50 | W_P50 | SL_6 | 1 | redz_corridors_eia | copt |  | existing+tdp | BASE_COALFLEX | DELAYED_ESKOM_2035 |  |  | 60% | 150% | BASE_PMR1b |  | BASE | BASE | BASE | BASE_PMR1b |  | BASE_PMR1b |  | MOD_CNST | MTSAO_BQ | MOD_CNST | UNC | DIESEL_LNG | NO_MIN_GAS | NO_MIN_GAS | BASE | BASE | EAF_60 | none | LOW_PMR1b | IRP24_LOW | RES_MRGN_10 | BASE3
| S173 | 0 |  |  | copt | copt |  |  | 0 |  | none |  |  | [2025, 2029]+list(range(2030,2051,5)) | range(2030,2051,2) | W_P50 | W_P50 | SL_6 | 1 | redz_corridors_eia | copt |  | existing+tdp | BASE_COALFLEX | DELAYED_ESKOM_2035 |  |  | 60% | 100% | BASE_PMR1b |  | BASE | BASE | BASE | BASE_PMR1b |  | BASE_PMR1b |  | MOD_CNST | MTSAO_BQ | MOD_CNST | UNC | DIESEL_LNG | NO_MIN_GAS | NO_MIN_GAS | BASE | BASE | EAF_60 | none | LOW_PMR1b | IRP24_LOW | RES_MRGN_10 | BASE3
| S174 | 0 |  |  | copt | copt |  |  | 0 |  | none |  |  | [2025, 2029]+list(range(2030,2051,5)) | range(2030,2051,2) | W_P50 | W_P50 | SL_6 | 1 | redz_corridors_eia | copt |  | existing+tdp | BASE_COALFLEX | DELAYED_ESKOM_2035 |  |  | 60% | 50% | BASE_PMR1b |  | BASE | BASE | BASE | BASE_PMR1b |  | BASE_PMR1b |  | MOD_CNST | MTSAO_BQ | MOD_CNST | UNC | DIESEL_LNG | NO_MIN_GAS | NO_MIN_GAS | BASE | BASE | EAF_60 | none | LOW_PMR1b | IRP24_LOW | RES_MRGN_10 | BASE3
| S175 | 0 |  |  | copt | copt |  |  | 0 |  | none |  |  | [2025, 2029]+list(range(2030,2051,5)) | range(2030,2051,2) | W_P50 | W_P50 | SL_6 | 1 | redz_corridors_eia | copt |  | existing+tdp | BASE_COALFLEX | DELAYED_ESKOM_2035 |  |  | 50% | 150% | BASE_PMR1b |  | BASE | BASE | BASE | BASE_PMR1b |  | BASE_PMR1b |  | MOD_CNST | MTSAO_BQ | MOD_CNST | UNC | DIESEL_LNG | NO_MIN_GAS | NO_MIN_GAS | BASE | BASE | EAF_60 | none | LOW_PMR1b | IRP24_LOW | RES_MRGN_10 | BASE3
| S176 | 0 |  |  | copt | copt |  |  | 0 |  | none |  |  | [2025, 2029]+list(range(2030,2051,5)) | range(2030,2051,2) | W_P50 | W_P50 | SL_6 | 1 | redz_corridors_eia | copt |  | existing+tdp | BASE_COALFLEX | DELAYED_ESKOM_2035 |  |  | 50% | 100% | BASE_PMR1b |  | BASE | BASE | BASE | BASE_PMR1b |  | BASE_PMR1b |  | MOD_CNST | MTSAO_BQ | MOD_CNST | UNC | DIESEL_LNG | NO_MIN_GAS | NO_MIN_GAS | BASE | BASE | EAF_60 | none | LOW_PMR1b | IRP24_LOW | RES_MRGN_10 | BASE3
| S177 | 0 |  |  | copt | copt |  |  | 0 |  | none |  |  | [2025, 2029]+list(range(2030,2051,5)) | range(2030,2051,2) | W_P50 | W_P50 | SL_6 | 1 | redz_corridors_eia | copt |  | existing+tdp | BASE_COALFLEX | DELAYED_ESKOM_2035 |  |  | 50% | 50% | BASE_PMR1b |  | BASE | BASE | BASE | BASE_PMR1b |  | BASE_PMR1b |  | MOD_CNST | MTSAO_BQ | MOD_CNST | UNC | DIESEL_LNG | NO_MIN_GAS | NO_MIN_GAS | BASE | BASE | EAF_60 | none | LOW_PMR1b | IRP24_LOW | RES_MRGN_10 | BASE3
| S178 | 0 |  |  | copt | copt |  |  | 0 |  | none |  |  | [2025, 2029]+list(range(2030,2051,5)) | range(2030,2051,2) | W_P50 | W_P50 | SL_6 | 1 | redz_corridors_eia | copt |  | existing+tdp | BASE_COALFLEX | DELAYED_ESKOM_2035 |  |  | 40% | 150% | BASE_PMR1b |  | BASE | BASE | BASE | BASE_PMR1b |  | BASE_PMR1b |  | MOD_CNST | MTSAO_BQ | MOD_CNST | UNC | DIESEL_LNG | NO_MIN_GAS | NO_MIN_GAS | BASE | BASE | EAF_60 | none | LOW_PMR1b | IRP24_LOW | RES_MRGN_10 | BASE3
| S179 | 0 |  |  | copt | copt |  |  | 0 |  | none |  |  | [2025, 2029]+list(range(2030,2051,5)) | range(2030,2051,2) | W_P50 | W_P50 | SL_6 | 1 | redz_corridors_eia | copt |  | existing+tdp | BASE_COALFLEX | DELAYED_ESKOM_2035 |  |  | 40% | 100% | BASE_PMR1b |  | BASE | BASE | BASE | BASE_PMR1b |  | BASE_PMR1b |  | MOD_CNST | MTSAO_BQ | MOD_CNST | UNC | DIESEL_LNG | NO_MIN_GAS | NO_MIN_GAS | BASE | BASE | EAF_60 | none | LOW_PMR1b | IRP24_LOW | RES_MRGN_10 | BASE3
| S180 | 0 |  |  | copt | copt |  |  | 0 |  | none |  |  | [2025, 2029]+list(range(2030,2051,5)) | range(2030,2051,2) | W_P50 | W_P50 | SL_6 | 1 | redz_corridors_eia | copt |  | existing+tdp | BASE_COALFLEX | DELAYED_ESKOM_2035 |  |  | 40% | 50% | BASE_PMR1b |  | BASE | BASE | BASE | BASE_PMR1b |  | BASE_PMR1b |  | MOD_CNST | MTSAO_BQ | MOD_CNST | UNC | DIESEL_LNG | NO_MIN_GAS | NO_MIN_GAS | BASE | BASE | EAF_60 | none | LOW_PMR1b | IRP24_LOW | RES_MRGN_10 | BASE3
| S181 | 0 |  |  | copt | copt |  |  | 0 |  | none |  |  | [2025, 2029]+list(range(2030,2051,5)) | range(2030,2051,2) | W_P50 | W_P50 | SL_12 | 1 | redz_corridors_eia | copt |  | existing+tdp | BASE_COALFLEX | DELAYED_ESKOM_2035 |  |  | 70% | 150% | BASE_PMR1b |  | BASE | BASE | BASE | BASE_PMR1b |  | BASE_PMR1b |  | MOD_CNST | MTSAO_BQ | MOD_CNST | UNC | DIESEL_LNG | NO_MIN_GAS | NO_MIN_GAS | BASE | BASE | EAF_60 | none | LOW_PMR1b | IRP24_LOW | RES_MRGN_10 | BASE3
| S182 | 0 |  |  | copt | copt |  |  | 0 |  | none |  |  | [2025, 2029]+list(range(2030,2051,5)) | range(2030,2051,2) | W_P50 | W_P50 | SL_12 | 1 | redz_corridors_eia | copt |  | existing+tdp | BASE_COALFLEX | DELAYED_ESKOM_2035 |  |  | 70% | 100% | BASE_PMR1b |  | BASE | BASE | BASE | BASE_PMR1b |  | BASE_PMR1b |  | MOD_CNST | MTSAO_BQ | MOD_CNST | UNC | DIESEL_LNG | NO_MIN_GAS | NO_MIN_GAS | BASE | BASE | EAF_60 | none | LOW_PMR1b | IRP24_LOW | RES_MRGN_10 | BASE3
| S183 | 0 |  |  | copt | copt |  |  | 0 |  | none |  |  | [2025, 2029]+list(range(2030,2051,5)) | range(2030,2051,2) | W_P50 | W_P50 | SL_12 | 1 | redz_corridors_eia | copt |  | existing+tdp | BASE_COALFLEX | DELAYED_ESKOM_2035 |  |  | 70% | 50% | BASE_PMR1b |  | BASE | BASE | BASE | BASE_PMR1b |  | BASE_PMR1b |  | MOD_CNST | MTSAO_BQ | MOD_CNST | UNC | DIESEL_LNG | NO_MIN_GAS | NO_MIN_GAS | BASE | BASE | EAF_60 | none | LOW_PMR1b | IRP24_LOW | RES_MRGN_10 | BASE3
| S184 | 0 |  |  | copt | copt |  |  | 0 |  | none |  |  | [2025, 2029]+list(range(2030,2051,5)) | range(2030,2051,2) | W_P50 | W_P50 | SL_12 | 1 | redz_corridors_eia | copt |  | existing+tdp | BASE_COALFLEX | DELAYED_ESKOM_2035 |  |  | 60% | 150% | BASE_PMR1b |  | BASE | BASE | BASE | BASE_PMR1b |  | BASE_PMR1b |  | MOD_CNST | MTSAO_BQ | MOD_CNST | UNC | DIESEL_LNG | NO_MIN_GAS | NO_MIN_GAS | BASE | BASE | EAF_60 | none | LOW_PMR1b | IRP24_LOW | RES_MRGN_10 | BASE3
| S185 | 0 |  |  | copt | copt |  |  | 0 |  | none |  |  | [2025, 2029]+list(range(2030,2051,5)) | range(2030,2051,2) | W_P50 | W_P50 | SL_12 | 1 | redz_corridors_eia | copt |  | existing+tdp | BASE_COALFLEX | DELAYED_ESKOM_2035 |  |  | 60% | 100% | BASE_PMR1b |  | BASE | BASE | BASE | BASE_PMR1b |  | BASE_PMR1b |  | MOD_CNST | MTSAO_BQ | MOD_CNST | UNC | DIESEL_LNG | NO_MIN_GAS | NO_MIN_GAS | BASE | BASE | EAF_60 | none | LOW_PMR1b | IRP24_LOW | RES_MRGN_10 | BASE3
| S186 | 0 |  |  | copt | copt |  |  | 0 |  | none |  |  | [2025, 2029]+list(range(2030,2051,5)) | range(2030,2051,2) | W_P50 | W_P50 | SL_12 | 1 | redz_corridors_eia | copt |  | existing+tdp | BASE_COALFLEX | DELAYED_ESKOM_2035 |  |  | 60% | 50% | BASE_PMR1b |  | BASE | BASE | BASE | BASE_PMR1b |  | BASE_PMR1b |  | MOD_CNST | MTSAO_BQ | MOD_CNST | UNC | DIESEL_LNG | NO_MIN_GAS | NO_MIN_GAS | BASE | BASE | EAF_60 | none | LOW_PMR1b | IRP24_LOW | RES_MRGN_10 | BASE3
| S187 | 0 |  |  | copt | copt |  |  | 0 |  | none |  |  | [2025, 2029]+list(range(2030,2051,5)) | range(2030,2051,2) | W_P50 | W_P50 | SL_12 | 1 | redz_corridors_eia | copt |  | existing+tdp | BASE_COALFLEX | DELAYED_ESKOM_2035 |  |  | 50% | 150% | BASE_PMR1b |  | BASE | BASE | BASE | BASE_PMR1b |  | BASE_PMR1b |  | MOD_CNST | MTSAO_BQ | MOD_CNST | UNC | DIESEL_LNG | NO_MIN_GAS | NO_MIN_GAS | BASE | BASE | EAF_60 | none | LOW_PMR1b | IRP24_LOW | RES_MRGN_10 | BASE3
| S188 | 0 |  |  | copt | copt |  |  | 0 |  | none |  |  | [2025, 2029]+list(range(2030,2051,5)) | range(2030,2051,2) | W_P50 | W_P50 | SL_12 | 1 | redz_corridors_eia | copt |  | existing+tdp | BASE_COALFLEX | DELAYED_ESKOM_2035 |  |  | 50% | 100% | BASE_PMR1b |  | BASE | BASE | BASE | BASE_PMR1b |  | BASE_PMR1b |  | MOD_CNST | MTSAO_BQ | MOD_CNST | UNC | DIESEL_LNG | NO_MIN_GAS | NO_MIN_GAS | BASE | BASE | EAF_60 | none | LOW_PMR1b | IRP24_LOW | RES_MRGN_10 | BASE3
| S189 | 0 |  |  | copt | copt |  |  | 0 |  | none |  |  | [2025, 2029]+list(range(2030,2051,5)) | range(2030,2051,2) | W_P50 | W_P50 | SL_12 | 1 | redz_corridors_eia | copt |  | existing+tdp | BASE_COALFLEX | DELAYED_ESKOM_2035 |  |  | 50% | 50% | BASE_PMR1b |  | BASE | BASE | BASE | BASE_PMR1b |  | BASE_PMR1b |  | MOD_CNST | MTSAO_BQ | MOD_CNST | UNC | DIESEL_LNG | NO_MIN_GAS | NO_MIN_GAS | BASE | BASE | EAF_60 | none | LOW_PMR1b | IRP24_LOW | RES_MRGN_10 | BASE3
| S190 | 0 |  |  | copt | copt |  |  | 0 |  | none |  |  | [2025, 2029]+list(range(2030,2051,5)) | range(2030,2051,2) | W_P50 | W_P50 | SL_12 | 1 | redz_corridors_eia | copt |  | existing+tdp | BASE_COALFLEX | DELAYED_ESKOM_2035 |  |  | 40% | 150% | BASE_PMR1b |  | BASE | BASE | BASE | BASE_PMR1b |  | BASE_PMR1b |  | MOD_CNST | MTSAO_BQ | MOD_CNST | UNC | DIESEL_LNG | NO_MIN_GAS | NO_MIN_GAS | BASE | BASE | EAF_60 | none | LOW_PMR1b | IRP24_LOW | RES_MRGN_10 | BASE3
| S191 | 0 |  |  | copt | copt |  |  | 0 |  | none |  |  | [2025, 2029]+list(range(2030,2051,5)) | range(2030,2051,2) | W_P50 | W_P50 | SL_12 | 1 | redz_corridors_eia | copt |  | existing+tdp | BASE_COALFLEX | DELAYED_ESKOM_2035 |  |  | 40% | 100% | BASE_PMR1b |  | BASE | BASE | BASE | BASE_PMR1b |  | BASE_PMR1b |  | MOD_CNST | MTSAO_BQ | MOD_CNST | UNC | DIESEL_LNG | NO_MIN_GAS | NO_MIN_GAS | BASE | BASE | EAF_60 | none | LOW_PMR1b | IRP24_LOW | RES_MRGN_10 | BASE3
| S192 | 0 |  |  | copt | copt |  |  | 0 |  | none |  |  | [2025, 2029]+list(range(2030,2051,5)) | range(2030,2051,2) | W_P50 | W_P50 | SL_12 | 1 | redz_corridors_eia | copt |  | existing+tdp | BASE_COALFLEX | DELAYED_ESKOM_2035 |  |  | 40% | 50% | BASE_PMR1b |  | BASE | BASE | BASE | BASE_PMR1b |  | BASE_PMR1b |  | MOD_CNST | MTSAO_BQ | MOD_CNST | UNC | DIESEL_LNG | NO_MIN_GAS | NO_MIN_GAS | BASE | BASE | EAF_60 | none | LOW_PMR1b | IRP24_LOW | RES_MRGN_10 | BASE3
| S193 | 0 |  | pklein-DESKTOP2 | copt | copt |  |  | 0 |  | none |  |  | [2025, 2029]+list(range(2030,2051,5)) | range(2030,2051,2) | W_P50 | W_P50 | SL_0 | 1 | redz_corridors_eia | copt | LC | existing+tdp | BASE_COALFLEX | DELAYED_ESKOM_2035 |  |  | 70% | 150% | BASE_PMR1b | FS_2045 | BASE | BASE | BASE | LOW_PMR1b |  | BASE_PMR1b | FS_2045 | MOD_CNST | MTSAO_BQ | MOD_CNST | UNC | DIESEL_LNG | NO_MIN_GAS | NO_MIN_GAS | BASE | BASE | EAF_60 | none | LOW_PMR1b | IRP24_LOW | RES_MRGN_10 | BASE3
| S194 | 0 |  |  | copt | copt |  |  | 0 |  | none |  |  | [2025, 2029]+list(range(2030,2051,5)) | range(2030,2051,2) | W_P50 | W_P50 | SL_0 | 1 | redz_corridors_eia | copt | LC | existing+tdp | BASE_COALFLEX | DELAYED_ESKOM_2035 |  |  | 70% | 100% | BASE_PMR1b |  | BASE | BASE | BASE | LOW_PMR1b |  | BASE_PMR1b |  | MOD_CNST | MTSAO_BQ | MOD_CNST | UNC | DIESEL_LNG | NO_MIN_GAS | NO_MIN_GAS | BASE | BASE | EAF_60 | none | LOW_PMR1b | IRP24_LOW | RES_MRGN_10 | BASE3
| S195 | 0 |  |  | copt | copt |  |  | 0 |  | none |  |  | [2025, 2029]+list(range(2030,2051,5)) | range(2030,2051,2) | W_P50 | W_P50 | SL_0 | 1 | redz_corridors_eia | copt |  | existing+tdp | BASE_COALFLEX | DELAYED_ESKOM_2035 |  |  | 70% | 50% | BASE_PMR1b |  | BASE | BASE | BASE | LOW_PMR1b |  | BASE_PMR1b |  | MOD_CNST | MTSAO_BQ | MOD_CNST | UNC | DIESEL_LNG | NO_MIN_GAS | NO_MIN_GAS | BASE | BASE | EAF_60 | none | LOW_PMR1b | IRP24_LOW | RES_MRGN_10 | BASE3
| S196 | 0 |  |  | copt | copt |  |  | 0 |  | none |  |  | [2025, 2029]+list(range(2030,2051,5)) | range(2030,2051,2) | W_P50 | W_P50 | SL_0 | 1 | redz_corridors_eia | copt |  | existing+tdp | BASE_COALFLEX | DELAYED_ESKOM_2035 |  |  | 60% | 150% | BASE_PMR1b |  | BASE | BASE | BASE | LOW_PMR1b |  | BASE_PMR1b |  | MOD_CNST | MTSAO_BQ | MOD_CNST | UNC | DIESEL_LNG | NO_MIN_GAS | NO_MIN_GAS | BASE | BASE | EAF_60 | none | LOW_PMR1b | IRP24_LOW | RES_MRGN_10 | BASE3
| S197 | 0 |  |  | copt | copt |  |  | 0 |  | none |  |  | [2025, 2029]+list(range(2030,2051,5)) | range(2030,2051,2) | W_P50 | W_P50 | SL_0 | 1 | redz_corridors_eia | copt |  | existing+tdp | BASE_COALFLEX | DELAYED_ESKOM_2035 |  |  | 60% | 100% | BASE_PMR1b |  | BASE | BASE | BASE | LOW_PMR1b |  | BASE_PMR1b |  | MOD_CNST | MTSAO_BQ | MOD_CNST | UNC | DIESEL_LNG | NO_MIN_GAS | NO_MIN_GAS | BASE | BASE | EAF_60 | none | LOW_PMR1b | IRP24_LOW | RES_MRGN_10 | BASE3
| S198 | 0 |  |  | copt | copt |  |  | 0 |  | none |  |  | [2025, 2029]+list(range(2030,2051,5)) | range(2030,2051,2) | W_P50 | W_P50 | SL_0 | 1 | redz_corridors_eia | copt |  | existing+tdp | BASE_COALFLEX | DELAYED_ESKOM_2035 |  |  | 60% | 50% | BASE_PMR1b |  | BASE | BASE | BASE | LOW_PMR1b |  | BASE_PMR1b |  | MOD_CNST | MTSAO_BQ | MOD_CNST | UNC | DIESEL_LNG | NO_MIN_GAS | NO_MIN_GAS | BASE | BASE | EAF_60 | none | LOW_PMR1b | IRP24_LOW | RES_MRGN_10 | BASE3
| S199 | 0 |  |  | copt | copt |  |  | 0 |  | none |  |  | [2025, 2029]+list(range(2030,2051,5)) | range(2030,2051,2) | W_P50 | W_P50 | SL_0 | 1 | redz_corridors_eia | copt |  | existing+tdp | BASE_COALFLEX | DELAYED_ESKOM_2035 |  |  | 50% | 150% | BASE_PMR1b |  | BASE | BASE | BASE | LOW_PMR1b |  | BASE_PMR1b |  | MOD_CNST | MTSAO_BQ | MOD_CNST | UNC | DIESEL_LNG | NO_MIN_GAS | NO_MIN_GAS | BASE | BASE | EAF_60 | none | LOW_PMR1b | IRP24_LOW | RES_MRGN_10 | BASE3
| S200 | 0 |  |  | copt | copt |  |  | 0 |  | none |  |  | [2025, 2029]+list(range(2030,2051,5)) | range(2030,2051,2) | W_P50 | W_P50 | SL_0 | 1 | redz_corridors_eia | copt |  | existing+tdp | BASE_COALFLEX | DELAYED_ESKOM_2035 |  |  | 50% | 100% | BASE_PMR1b |  | BASE | BASE | BASE | LOW_PMR1b |  | BASE_PMR1b |  | MOD_CNST | MTSAO_BQ | MOD_CNST | UNC | DIESEL_LNG | NO_MIN_GAS | NO_MIN_GAS | BASE | BASE | EAF_60 | none | LOW_PMR1b | IRP24_LOW | RES_MRGN_10 | BASE3
| S201 | 0 |  |  | copt | copt |  |  | 0 |  | none |  |  | [2025, 2029]+list(range(2030,2051,5)) | range(2030,2051,2) | W_P50 | W_P50 | SL_0 | 1 | redz_corridors_eia | copt |  | existing+tdp | BASE_COALFLEX | DELAYED_ESKOM_2035 |  |  | 50% | 50% | BASE_PMR1b |  | BASE | BASE | BASE | LOW_PMR1b |  | BASE_PMR1b |  | MOD_CNST | MTSAO_BQ | MOD_CNST | UNC | DIESEL_LNG | NO_MIN_GAS | NO_MIN_GAS | BASE | BASE | EAF_60 | none | LOW_PMR1b | IRP24_LOW | RES_MRGN_10 | BASE3
| S202 | 0 |  |  | copt | copt |  |  | 0 |  | none |  |  | [2025, 2029]+list(range(2030,2051,5)) | range(2030,2051,2) | W_P50 | W_P50 | SL_0 | 1 | redz_corridors_eia | copt |  | existing+tdp | BASE_COALFLEX | DELAYED_ESKOM_2035 |  |  | 40% | 150% | BASE_PMR1b |  | BASE | BASE | BASE | LOW_PMR1b |  | BASE_PMR1b |  | MOD_CNST | MTSAO_BQ | MOD_CNST | UNC | DIESEL_LNG | NO_MIN_GAS | NO_MIN_GAS | BASE | BASE | EAF_60 | none | LOW_PMR1b | IRP24_LOW | RES_MRGN_10 | BASE3
| S203 | 0 |  |  | copt | copt |  |  | 0 |  | none |  |  | [2025, 2029]+list(range(2030,2051,5)) | range(2030,2051,2) | W_P50 | W_P50 | SL_0 | 1 | redz_corridors_eia | copt |  | existing+tdp | BASE_COALFLEX | DELAYED_ESKOM_2035 |  |  | 40% | 100% | BASE_PMR1b |  | BASE | BASE | BASE | LOW_PMR1b |  | BASE_PMR1b |  | MOD_CNST | MTSAO_BQ | MOD_CNST | UNC | DIESEL_LNG | NO_MIN_GAS | NO_MIN_GAS | BASE | BASE | EAF_60 | none | LOW_PMR1b | IRP24_LOW | RES_MRGN_10 | BASE3
| S204 | 0 |  |  | copt | copt |  |  | 0 |  | none |  |  | [2025, 2029]+list(range(2030,2051,5)) | range(2030,2051,2) | W_P50 | W_P50 | SL_0 | 1 | redz_corridors_eia | copt |  | existing+tdp | BASE_COALFLEX | DELAYED_ESKOM_2035 |  |  | 40% | 50% | BASE_PMR1b |  | BASE | BASE | BASE | LOW_PMR1b |  | BASE_PMR1b |  | MOD_CNST | MTSAO_BQ | MOD_CNST | UNC | DIESEL_LNG | NO_MIN_GAS | NO_MIN_GAS | BASE | BASE | EAF_60 | none | LOW_PMR1b | IRP24_LOW | RES_MRGN_10 | BASE3
| S205 | 0 |  |  | copt | copt |  |  | 0 |  | none |  |  | [2025, 2029]+list(range(2030,2051,5)) | range(2030,2051,2) | W_P50 | W_P50 | SL_1 | 1 | redz_corridors_eia | copt |  | existing+tdp | BASE_COALFLEX | DELAYED_ESKOM_2035 |  |  | 70% | 150% | BASE_PMR1b |  | BASE | BASE | BASE | LOW_PMR1b |  | BASE_PMR1b |  | MOD_CNST | MTSAO_BQ | MOD_CNST | UNC | DIESEL_LNG | NO_MIN_GAS | NO_MIN_GAS | BASE | BASE | EAF_60 | none | LOW_PMR1b | IRP24_LOW | RES_MRGN_10 | BASE3
| S206 | 0 |  |  | copt | copt |  |  | 0 |  | none |  |  | [2025, 2029]+list(range(2030,2051,5)) | range(2030,2051,2) | W_P50 | W_P50 | SL_1 | 1 | redz_corridors_eia | copt |  | existing+tdp | BASE_COALFLEX | DELAYED_ESKOM_2035 |  |  | 70% | 100% | BASE_PMR1b |  | BASE | BASE | BASE | LOW_PMR1b |  | BASE_PMR1b |  | MOD_CNST | MTSAO_BQ | MOD_CNST | UNC | DIESEL_LNG | NO_MIN_GAS | NO_MIN_GAS | BASE | BASE | EAF_60 | none | LOW_PMR1b | IRP24_LOW | RES_MRGN_10 | BASE3
| S207 | 0 |  |  | copt | copt |  |  | 0 |  | none |  |  | [2025, 2029]+list(range(2030,2051,5)) | range(2030,2051,2) | W_P50 | W_P50 | SL_1 | 1 | redz_corridors_eia | copt |  | existing+tdp | BASE_COALFLEX | DELAYED_ESKOM_2035 |  |  | 70% | 50% | BASE_PMR1b |  | BASE | BASE | BASE | LOW_PMR1b |  | BASE_PMR1b |  | MOD_CNST | MTSAO_BQ | MOD_CNST | UNC | DIESEL_LNG | NO_MIN_GAS | NO_MIN_GAS | BASE | BASE | EAF_60 | none | LOW_PMR1b | IRP24_LOW | RES_MRGN_10 | BASE3
| S208 | 0 |  |  | copt | copt |  |  | 0 |  | none |  |  | [2025, 2029]+list(range(2030,2051,5)) | range(2030,2051,2) | W_P50 | W_P50 | SL_1 | 1 | redz_corridors_eia | copt |  | existing+tdp | BASE_COALFLEX | DELAYED_ESKOM_2035 |  |  | 60% | 150% | BASE_PMR1b |  | BASE | BASE | BASE | LOW_PMR1b |  | BASE_PMR1b |  | MOD_CNST | MTSAO_BQ | MOD_CNST | UNC | DIESEL_LNG | NO_MIN_GAS | NO_MIN_GAS | BASE | BASE | EAF_60 | none | LOW_PMR1b | IRP24_LOW | RES_MRGN_10 | BASE3
| S209 | 0 |  |  | copt | copt |  |  | 0 |  | none |  |  | [2025, 2029]+list(range(2030,2051,5)) | range(2030,2051,2) | W_P50 | W_P50 | SL_1 | 1 | redz_corridors_eia | copt |  | existing+tdp | BASE_COALFLEX | DELAYED_ESKOM_2035 |  |  | 60% | 100% | BASE_PMR1b |  | BASE | BASE | BASE | LOW_PMR1b |  | BASE_PMR1b |  | MOD_CNST | MTSAO_BQ | MOD_CNST | UNC | DIESEL_LNG | NO_MIN_GAS | NO_MIN_GAS | BASE | BASE | EAF_60 | none | LOW_PMR1b | IRP24_LOW | RES_MRGN_10 | BASE3
| S210 | 0 |  |  | copt | copt |  |  | 0 |  | none |  |  | [2025, 2029]+list(range(2030,2051,5)) | range(2030,2051,2) | W_P50 | W_P50 | SL_1 | 1 | redz_corridors_eia | copt |  | existing+tdp | BASE_COALFLEX | DELAYED_ESKOM_2035 |  |  | 60% | 50% | BASE_PMR1b |  | BASE | BASE | BASE | LOW_PMR1b |  | BASE_PMR1b |  | MOD_CNST | MTSAO_BQ | MOD_CNST | UNC | DIESEL_LNG | NO_MIN_GAS | NO_MIN_GAS | BASE | BASE | EAF_60 | none | LOW_PMR1b | IRP24_LOW | RES_MRGN_10 | BASE3
| S211 | 0 |  |  | copt | copt |  |  | 0 |  | none |  |  | [2025, 2029]+list(range(2030,2051,5)) | range(2030,2051,2) | W_P50 | W_P50 | SL_1 | 1 | redz_corridors_eia | copt |  | existing+tdp | BASE_COALFLEX | DELAYED_ESKOM_2035 |  |  | 50% | 150% | BASE_PMR1b |  | BASE | BASE | BASE | LOW_PMR1b |  | BASE_PMR1b |  | MOD_CNST | MTSAO_BQ | MOD_CNST | UNC | DIESEL_LNG | NO_MIN_GAS | NO_MIN_GAS | BASE | BASE | EAF_60 | none | LOW_PMR1b | IRP24_LOW | RES_MRGN_10 | BASE3
| S212 | 0 |  |  | copt | copt |  |  | 0 |  | none |  |  | [2025, 2029]+list(range(2030,2051,5)) | range(2030,2051,2) | W_P50 | W_P50 | SL_1 | 1 | redz_corridors_eia | copt |  | existing+tdp | BASE_COALFLEX | DELAYED_ESKOM_2035 |  |  | 50% | 100% | BASE_PMR1b |  | BASE | BASE | BASE | LOW_PMR1b |  | BASE_PMR1b |  | MOD_CNST | MTSAO_BQ | MOD_CNST | UNC | DIESEL_LNG | NO_MIN_GAS | NO_MIN_GAS | BASE | BASE | EAF_60 | none | LOW_PMR1b | IRP24_LOW | RES_MRGN_10 | BASE3
| S213 | 0 |  |  | copt | copt |  |  | 0 |  | none |  |  | [2025, 2029]+list(range(2030,2051,5)) | range(2030,2051,2) | W_P50 | W_P50 | SL_1 | 1 | redz_corridors_eia | copt |  | existing+tdp | BASE_COALFLEX | DELAYED_ESKOM_2035 |  |  | 50% | 50% | BASE_PMR1b |  | BASE | BASE | BASE | LOW_PMR1b |  | BASE_PMR1b |  | MOD_CNST | MTSAO_BQ | MOD_CNST | UNC | DIESEL_LNG | NO_MIN_GAS | NO_MIN_GAS | BASE | BASE | EAF_60 | none | LOW_PMR1b | IRP24_LOW | RES_MRGN_10 | BASE3
| S214 | 0 |  |  | copt | copt |  |  | 0 |  | none |  |  | [2025, 2029]+list(range(2030,2051,5)) | range(2030,2051,2) | W_P50 | W_P50 | SL_1 | 1 | redz_corridors_eia | copt |  | existing+tdp | BASE_COALFLEX | DELAYED_ESKOM_2035 |  |  | 40% | 150% | BASE_PMR1b |  | BASE | BASE | BASE | LOW_PMR1b |  | BASE_PMR1b |  | MOD_CNST | MTSAO_BQ | MOD_CNST | UNC | DIESEL_LNG | NO_MIN_GAS | NO_MIN_GAS | BASE | BASE | EAF_60 | none | LOW_PMR1b | IRP24_LOW | RES_MRGN_10 | BASE3
| S215 | 0 |  |  | copt | copt |  |  | 0 |  | none |  |  | [2025, 2029]+list(range(2030,2051,5)) | range(2030,2051,2) | W_P50 | W_P50 | SL_1 | 1 | redz_corridors_eia | copt |  | existing+tdp | BASE_COALFLEX | DELAYED_ESKOM_2035 |  |  | 40% | 100% | BASE_PMR1b |  | BASE | BASE | BASE | LOW_PMR1b |  | BASE_PMR1b |  | MOD_CNST | MTSAO_BQ | MOD_CNST | UNC | DIESEL_LNG | NO_MIN_GAS | NO_MIN_GAS | BASE | BASE | EAF_60 | none | LOW_PMR1b | IRP24_LOW | RES_MRGN_10 | BASE3
| S216 | 0 |  |  | copt | copt |  |  | 0 |  | none |  |  | [2025, 2029]+list(range(2030,2051,5)) | range(2030,2051,2) | W_P50 | W_P50 | SL_1 | 1 | redz_corridors_eia | copt |  | existing+tdp | BASE_COALFLEX | DELAYED_ESKOM_2035 |  |  | 40% | 50% | BASE_PMR1b |  | BASE | BASE | BASE | LOW_PMR1b |  | BASE_PMR1b |  | MOD_CNST | MTSAO_BQ | MOD_CNST | UNC | DIESEL_LNG | NO_MIN_GAS | NO_MIN_GAS | BASE | BASE | EAF_60 | none | LOW_PMR1b | IRP24_LOW | RES_MRGN_10 | BASE3
| S217 | 0 |  |  | copt | copt |  |  | 0 |  | none |  |  | [2025, 2029]+list(range(2030,2051,5)) | range(2030,2051,2) | W_P50 | W_P50 | SL_6 | 1 | redz_corridors_eia | copt |  | existing+tdp | BASE_COALFLEX | DELAYED_ESKOM_2035 |  |  | 70% | 150% | BASE_PMR1b |  | BASE | BASE | BASE | LOW_PMR1b |  | BASE_PMR1b |  | MOD_CNST | MTSAO_BQ | MOD_CNST | UNC | DIESEL_LNG | NO_MIN_GAS | NO_MIN_GAS | BASE | BASE | EAF_60 | none | LOW_PMR1b | IRP24_LOW | RES_MRGN_10 | BASE3
| S218 | 0 |  |  | copt | copt |  |  | 0 |  | none |  |  | [2025, 2029]+list(range(2030,2051,5)) | range(2030,2051,2) | W_P50 | W_P50 | SL_6 | 1 | redz_corridors_eia | copt |  | existing+tdp | BASE_COALFLEX | DELAYED_ESKOM_2035 |  |  | 70% | 100% | BASE_PMR1b |  | BASE | BASE | BASE | LOW_PMR1b |  | BASE_PMR1b |  | MOD_CNST | MTSAO_BQ | MOD_CNST | UNC | DIESEL_LNG | NO_MIN_GAS | NO_MIN_GAS | BASE | BASE | EAF_60 | none | LOW_PMR1b | IRP24_LOW | RES_MRGN_10 | BASE3
| S219 | 0 |  |  | copt | copt |  |  | 0 |  | none |  |  | [2025, 2029]+list(range(2030,2051,5)) | range(2030,2051,2) | W_P50 | W_P50 | SL_6 | 1 | redz_corridors_eia | copt |  | existing+tdp | BASE_COALFLEX | DELAYED_ESKOM_2035 |  |  | 70% | 50% | BASE_PMR1b |  | BASE | BASE | BASE | LOW_PMR1b |  | BASE_PMR1b |  | MOD_CNST | MTSAO_BQ | MOD_CNST | UNC | DIESEL_LNG | NO_MIN_GAS | NO_MIN_GAS | BASE | BASE | EAF_60 | none | LOW_PMR1b | IRP24_LOW | RES_MRGN_10 | BASE3
| S220 | 0 |  |  | copt | copt |  |  | 0 |  | none |  |  | [2025, 2029]+list(range(2030,2051,5)) | range(2030,2051,2) | W_P50 | W_P50 | SL_6 | 1 | redz_corridors_eia | copt |  | existing+tdp | BASE_COALFLEX | DELAYED_ESKOM_2035 |  |  | 60% | 150% | BASE_PMR1b |  | BASE | BASE | BASE | LOW_PMR1b |  | BASE_PMR1b |  | MOD_CNST | MTSAO_BQ | MOD_CNST | UNC | DIESEL_LNG | NO_MIN_GAS | NO_MIN_GAS | BASE | BASE | EAF_60 | none | LOW_PMR1b | IRP24_LOW | RES_MRGN_10 | BASE3
| S221 | 0 |  |  | copt | copt |  |  | 0 |  | none |  |  | [2025, 2029]+list(range(2030,2051,5)) | range(2030,2051,2) | W_P50 | W_P50 | SL_6 | 1 | redz_corridors_eia | copt |  | existing+tdp | BASE_COALFLEX | DELAYED_ESKOM_2035 |  |  | 60% | 100% | BASE_PMR1b |  | BASE | BASE | BASE | LOW_PMR1b |  | BASE_PMR1b |  | MOD_CNST | MTSAO_BQ | MOD_CNST | UNC | DIESEL_LNG | NO_MIN_GAS | NO_MIN_GAS | BASE | BASE | EAF_60 | none | LOW_PMR1b | IRP24_LOW | RES_MRGN_10 | BASE3
| S222 | 0 |  |  | copt | copt |  |  | 0 |  | none |  |  | [2025, 2029]+list(range(2030,2051,5)) | range(2030,2051,2) | W_P50 | W_P50 | SL_6 | 1 | redz_corridors_eia | copt |  | existing+tdp | BASE_COALFLEX | DELAYED_ESKOM_2035 |  |  | 60% | 50% | BASE_PMR1b |  | BASE | BASE | BASE | LOW_PMR1b |  | BASE_PMR1b |  | MOD_CNST | MTSAO_BQ | MOD_CNST | UNC | DIESEL_LNG | NO_MIN_GAS | NO_MIN_GAS | BASE | BASE | EAF_60 | none | LOW_PMR1b | IRP24_LOW | RES_MRGN_10 | BASE3
| S223 | 0 |  |  | copt | copt |  |  | 0 |  | none |  |  | [2025, 2029]+list(range(2030,2051,5)) | range(2030,2051,2) | W_P50 | W_P50 | SL_6 | 1 | redz_corridors_eia | copt |  | existing+tdp | BASE_COALFLEX | DELAYED_ESKOM_2035 |  |  | 50% | 150% | BASE_PMR1b |  | BASE | BASE | BASE | LOW_PMR1b |  | BASE_PMR1b |  | MOD_CNST | MTSAO_BQ | MOD_CNST | UNC | DIESEL_LNG | NO_MIN_GAS | NO_MIN_GAS | BASE | BASE | EAF_60 | none | LOW_PMR1b | IRP24_LOW | RES_MRGN_10 | BASE3
| S224 | 0 |  |  | copt | copt |  |  | 0 |  | none |  |  | [2025, 2029]+list(range(2030,2051,5)) | range(2030,2051,2) | W_P50 | W_P50 | SL_6 | 1 | redz_corridors_eia | copt |  | existing+tdp | BASE_COALFLEX | DELAYED_ESKOM_2035 |  |  | 50% | 100% | BASE_PMR1b |  | BASE | BASE | BASE | LOW_PMR1b |  | BASE_PMR1b |  | MOD_CNST | MTSAO_BQ | MOD_CNST | UNC | DIESEL_LNG | NO_MIN_GAS | NO_MIN_GAS | BASE | BASE | EAF_60 | none | LOW_PMR1b | IRP24_LOW | RES_MRGN_10 | BASE3
| S225 | 0 |  |  | copt | copt |  |  | 0 |  | none |  |  | [2025, 2029]+list(range(2030,2051,5)) | range(2030,2051,2) | W_P50 | W_P50 | SL_6 | 1 | redz_corridors_eia | copt |  | existing+tdp | BASE_COALFLEX | DELAYED_ESKOM_2035 |  |  | 50% | 50% | BASE_PMR1b |  | BASE | BASE | BASE | LOW_PMR1b |  | BASE_PMR1b |  | MOD_CNST | MTSAO_BQ | MOD_CNST | UNC | DIESEL_LNG | NO_MIN_GAS | NO_MIN_GAS | BASE | BASE | EAF_60 | none | LOW_PMR1b | IRP24_LOW | RES_MRGN_10 | BASE3
| S226 | 0 |  |  | copt | copt |  |  | 0 |  | none |  |  | [2025, 2029]+list(range(2030,2051,5)) | range(2030,2051,2) | W_P50 | W_P50 | SL_6 | 1 | redz_corridors_eia | copt |  | existing+tdp | BASE_COALFLEX | DELAYED_ESKOM_2035 |  |  | 40% | 150% | BASE_PMR1b |  | BASE | BASE | BASE | LOW_PMR1b |  | BASE_PMR1b |  | MOD_CNST | MTSAO_BQ | MOD_CNST | UNC | DIESEL_LNG | NO_MIN_GAS | NO_MIN_GAS | BASE | BASE | EAF_60 | none | LOW_PMR1b | IRP24_LOW | RES_MRGN_10 | BASE3
| S227 | 0 |  |  | copt | copt |  |  | 0 |  | none |  |  | [2025, 2029]+list(range(2030,2051,5)) | range(2030,2051,2) | W_P50 | W_P50 | SL_6 | 1 | redz_corridors_eia | copt |  | existing+tdp | BASE_COALFLEX | DELAYED_ESKOM_2035 |  |  | 40% | 100% | BASE_PMR1b |  | BASE | BASE | BASE | LOW_PMR1b |  | BASE_PMR1b |  | MOD_CNST | MTSAO_BQ | MOD_CNST | UNC | DIESEL_LNG | NO_MIN_GAS | NO_MIN_GAS | BASE | BASE | EAF_60 | none | LOW_PMR1b | IRP24_LOW | RES_MRGN_10 | BASE3
| S228 | 0 |  |  | copt | copt |  |  | 0 |  | none |  |  | [2025, 2029]+list(range(2030,2051,5)) | range(2030,2051,2) | W_P50 | W_P50 | SL_6 | 1 | redz_corridors_eia | copt |  | existing+tdp | BASE_COALFLEX | DELAYED_ESKOM_2035 |  |  | 40% | 50% | BASE_PMR1b |  | BASE | BASE | BASE | LOW_PMR1b |  | BASE_PMR1b |  | MOD_CNST | MTSAO_BQ | MOD_CNST | UNC | DIESEL_LNG | NO_MIN_GAS | NO_MIN_GAS | BASE | BASE | EAF_60 | none | LOW_PMR1b | IRP24_LOW | RES_MRGN_10 | BASE3
| S229 | 0 |  |  | copt | copt |  |  | 0 |  | none |  |  | [2025, 2029]+list(range(2030,2051,5)) | range(2030,2051,2) | W_P50 | W_P50 | SL_12 | 1 | redz_corridors_eia | copt |  | existing+tdp | BASE_COALFLEX | DELAYED_ESKOM_2035 |  |  | 70% | 150% | BASE_PMR1b |  | BASE | BASE | BASE | LOW_PMR1b |  | BASE_PMR1b |  | MOD_CNST | MTSAO_BQ | MOD_CNST | UNC | DIESEL_LNG | NO_MIN_GAS | NO_MIN_GAS | BASE | BASE | EAF_60 | none | LOW_PMR1b | IRP24_LOW | RES_MRGN_10 | BASE3
| S230 | 0 |  |  | copt | copt |  |  | 0 |  | none |  |  | [2025, 2029]+list(range(2030,2051,5)) | range(2030,2051,2) | W_P50 | W_P50 | SL_12 | 1 | redz_corridors_eia | copt |  | existing+tdp | BASE_COALFLEX | DELAYED_ESKOM_2035 |  |  | 70% | 100% | BASE_PMR1b |  | BASE | BASE | BASE | LOW_PMR1b |  | BASE_PMR1b |  | MOD_CNST | MTSAO_BQ | MOD_CNST | UNC | DIESEL_LNG | NO_MIN_GAS | NO_MIN_GAS | BASE | BASE | EAF_60 | none | LOW_PMR1b | IRP24_LOW | RES_MRGN_10 | BASE3
| S231 | 0 |  |  | copt | copt |  |  | 0 |  | none |  |  | [2025, 2029]+list(range(2030,2051,5)) | range(2030,2051,2) | W_P50 | W_P50 | SL_12 | 1 | redz_corridors_eia | copt |  | existing+tdp | BASE_COALFLEX | DELAYED_ESKOM_2035 |  |  | 70% | 50% | BASE_PMR1b |  | BASE | BASE | BASE | LOW_PMR1b |  | BASE_PMR1b |  | MOD_CNST | MTSAO_BQ | MOD_CNST | UNC | DIESEL_LNG | NO_MIN_GAS | NO_MIN_GAS | BASE | BASE | EAF_60 | none | LOW_PMR1b | IRP24_LOW | RES_MRGN_10 | BASE3
| S232 | 0 |  |  | copt | copt |  |  | 0 |  | none |  |  | [2025, 2029]+list(range(2030,2051,5)) | range(2030,2051,2) | W_P50 | W_P50 | SL_12 | 1 | redz_corridors_eia | copt |  | existing+tdp | BASE_COALFLEX | DELAYED_ESKOM_2035 |  |  | 60% | 150% | BASE_PMR1b |  | BASE | BASE | BASE | LOW_PMR1b |  | BASE_PMR1b |  | MOD_CNST | MTSAO_BQ | MOD_CNST | UNC | DIESEL_LNG | NO_MIN_GAS | NO_MIN_GAS | BASE | BASE | EAF_60 | none | LOW_PMR1b | IRP24_LOW | RES_MRGN_10 | BASE3
| S233 | 0 |  |  | copt | copt |  |  | 0 |  | none |  |  | [2025, 2029]+list(range(2030,2051,5)) | range(2030,2051,2) | W_P50 | W_P50 | SL_12 | 1 | redz_corridors_eia | copt |  | existing+tdp | BASE_COALFLEX | DELAYED_ESKOM_2035 |  |  | 60% | 100% | BASE_PMR1b |  | BASE | BASE | BASE | LOW_PMR1b |  | BASE_PMR1b |  | MOD_CNST | MTSAO_BQ | MOD_CNST | UNC | DIESEL_LNG | NO_MIN_GAS | NO_MIN_GAS | BASE | BASE | EAF_60 | none | LOW_PMR1b | IRP24_LOW | RES_MRGN_10 | BASE3
| S234 | 0 |  |  | copt | copt |  |  | 0 |  | none |  |  | [2025, 2029]+list(range(2030,2051,5)) | range(2030,2051,2) | W_P50 | W_P50 | SL_12 | 1 | redz_corridors_eia | copt |  | existing+tdp | BASE_COALFLEX | DELAYED_ESKOM_2035 |  |  | 60% | 50% | BASE_PMR1b |  | BASE | BASE | BASE | LOW_PMR1b |  | BASE_PMR1b |  | MOD_CNST | MTSAO_BQ | MOD_CNST | UNC | DIESEL_LNG | NO_MIN_GAS | NO_MIN_GAS | BASE | BASE | EAF_60 | none | LOW_PMR1b | IRP24_LOW | RES_MRGN_10 | BASE3
| S235 | 0 |  |  | copt | copt |  |  | 0 |  | none |  |  | [2025, 2029]+list(range(2030,2051,5)) | range(2030,2051,2) | W_P50 | W_P50 | SL_12 | 1 | redz_corridors_eia | copt |  | existing+tdp | BASE_COALFLEX | DELAYED_ESKOM_2035 |  |  | 50% | 150% | BASE_PMR1b |  | BASE | BASE | BASE | LOW_PMR1b |  | BASE_PMR1b |  | MOD_CNST | MTSAO_BQ | MOD_CNST | UNC | DIESEL_LNG | NO_MIN_GAS | NO_MIN_GAS | BASE | BASE | EAF_60 | none | LOW_PMR1b | IRP24_LOW | RES_MRGN_10 | BASE3
| S236 | 0 |  |  | copt | copt |  |  | 0 |  | none |  |  | [2025, 2029]+list(range(2030,2051,5)) | range(2030,2051,2) | W_P50 | W_P50 | SL_12 | 1 | redz_corridors_eia | copt |  | existing+tdp | BASE_COALFLEX | DELAYED_ESKOM_2035 |  |  | 50% | 100% | BASE_PMR1b |  | BASE | BASE | BASE | LOW_PMR1b |  | BASE_PMR1b |  | MOD_CNST | MTSAO_BQ | MOD_CNST | UNC | DIESEL_LNG | NO_MIN_GAS | NO_MIN_GAS | BASE | BASE | EAF_60 | none | LOW_PMR1b | IRP24_LOW | RES_MRGN_10 | BASE3
| S237 | 0 |  |  | copt | copt |  |  | 0 |  | none |  |  | [2025, 2029]+list(range(2030,2051,5)) | range(2030,2051,2) | W_P50 | W_P50 | SL_12 | 1 | redz_corridors_eia | copt |  | existing+tdp | BASE_COALFLEX | DELAYED_ESKOM_2035 |  |  | 50% | 50% | BASE_PMR1b |  | BASE | BASE | BASE | LOW_PMR1b |  | BASE_PMR1b |  | MOD_CNST | MTSAO_BQ | MOD_CNST | UNC | DIESEL_LNG | NO_MIN_GAS | NO_MIN_GAS | BASE | BASE | EAF_60 | none | LOW_PMR1b | IRP24_LOW | RES_MRGN_10 | BASE3
| S238 | 0 |  |  | copt | copt |  |  | 0 |  | none |  |  | [2025, 2029]+list(range(2030,2051,5)) | range(2030,2051,2) | W_P50 | W_P50 | SL_12 | 1 | redz_corridors_eia | copt |  | existing+tdp | BASE_COALFLEX | DELAYED_ESKOM_2035 |  |  | 40% | 150% | BASE_PMR1b |  | BASE | BASE | BASE | LOW_PMR1b |  | BASE_PMR1b |  | MOD_CNST | MTSAO_BQ | MOD_CNST | UNC | DIESEL_LNG | NO_MIN_GAS | NO_MIN_GAS | BASE | BASE | EAF_60 | none | LOW_PMR1b | IRP24_LOW | RES_MRGN_10 | BASE3
| S239 | 0 |  |  | copt | copt |  |  | 0 |  | none |  |  | [2025, 2029]+list(range(2030,2051,5)) | range(2030,2051,2) | W_P50 | W_P50 | SL_12 | 1 | redz_corridors_eia | copt |  | existing+tdp | BASE_COALFLEX | DELAYED_ESKOM_2035 |  |  | 40% | 100% | BASE_PMR1b |  | BASE | BASE | BASE | LOW_PMR1b |  | BASE_PMR1b |  | MOD_CNST | MTSAO_BQ | MOD_CNST | UNC | DIESEL_LNG | NO_MIN_GAS | NO_MIN_GAS | BASE | BASE | EAF_60 | none | LOW_PMR1b | IRP24_LOW | RES_MRGN_10 | BASE3
| S240 | 0 |  |  | copt | copt |  |  | 0 |  | none |  |  | [2025, 2029]+list(range(2030,2051,5)) | range(2030,2051,2) | W_P50 | W_P50 | SL_12 | 1 | redz_corridors_eia | copt |  | existing+tdp | BASE_COALFLEX | DELAYED_ESKOM_2035 |  |  | 40% | 50% | BASE_PMR1b |  | BASE | BASE | BASE | LOW_PMR1b |  | BASE_PMR1b |  | MOD_CNST | MTSAO_BQ | MOD_CNST | UNC | DIESEL_LNG | NO_MIN_GAS | NO_MIN_GAS | BASE | BASE | EAF_60 | none | LOW_PMR1b | IRP24_LOW | RES_MRGN_10 | BASE3
| S241 | 0 |  | pklein-DESKTOP | copt | copt |  |  | 0 |  | none |  |  | [2025, 2029]+list(range(2030,2051,5)) | range(2030,2051,2) | W_P50 | W_P50 | SL_0 | 1 | redz_corridors_eia | copt |  | existing+tdp | BASE_COALFLEX | DELAYED_ESKOM_2035 |  |  | 70% | 150% | BASE_PMR1b |  | BASE | BASE | BASE | LOW_PMR1b |  | BASE_PMR1b |  | MOD_CNST | MTSAO_BQ | MOD_CNST | UNC | DIESEL_LNG | NO_MIN_GAS | NO_MIN_GAS | BASE | BASE | EAF_60 | none | LOW_PMR1b | IRP24_LOW | RES_MRGN_10 | BASE3
| S242 | 0 |  |  | copt | copt |  |  | 0 |  | none |  |  | [2025, 2029]+list(range(2030,2051,5)) | range(2030,2051,2) | W_P50 | W_P50 | SL_0 | 1 | redz_corridors_eia | copt |  | existing+tdp | BASE_COALFLEX | DELAYED_ESKOM_2035 |  |  | 70% | 100% | BASE_PMR1b |  | BASE | BASE | BASE | LOW_PMR1b |  | BASE_PMR1b |  | MOD_CNST | MTSAO_BQ | MOD_CNST | UNC | DIESEL_LNG | NO_MIN_GAS | NO_MIN_GAS | BASE | BASE | EAF_60 | none | LOW_PMR1b | IRP24_LOW | RES_MRGN_10 | BASE3
| S243 | 0 |  |  | copt | copt |  |  | 0 |  | none |  |  | [2025, 2029]+list(range(2030,2051,5)) | range(2030,2051,2) | W_P50 | W_P50 | SL_0 | 1 | redz_corridors_eia | copt |  | existing+tdp | BASE_COALFLEX | DELAYED_ESKOM_2035 |  |  | 70% | 50% | BASE_PMR1b |  | BASE | BASE | BASE | LOW_PMR1b |  | BASE_PMR1b |  | MOD_CNST | MTSAO_BQ | MOD_CNST | UNC | DIESEL_LNG | NO_MIN_GAS | NO_MIN_GAS | BASE | BASE | EAF_60 | none | LOW_PMR1b | IRP24_LOW | RES_MRGN_10 | BASE3
| S244 | 0 |  |  | copt | copt |  |  | 0 |  | none |  |  | [2025, 2029]+list(range(2030,2051,5)) | range(2030,2051,2) | W_P50 | W_P50 | SL_0 | 1 | redz_corridors_eia | copt |  | existing+tdp | BASE_COALFLEX | DELAYED_ESKOM_2035 |  |  | 60% | 150% | BASE_PMR1b |  | BASE | BASE | BASE | LOW_PMR1b |  | BASE_PMR1b |  | MOD_CNST | MTSAO_BQ | MOD_CNST | UNC | DIESEL_LNG | NO_MIN_GAS | NO_MIN_GAS | BASE | BASE | EAF_60 | none | LOW_PMR1b | IRP24_LOW | RES_MRGN_10 | BASE3
| S245 | 0 |  |  | copt | copt |  |  | 0 |  | none |  |  | [2025, 2029]+list(range(2030,2051,5)) | range(2030,2051,2) | W_P50 | W_P50 | SL_0 | 1 | redz_corridors_eia | copt |  | existing+tdp | BASE_COALFLEX | DELAYED_ESKOM_2035 |  |  | 60% | 100% | BASE_PMR1b |  | BASE | BASE | BASE | LOW_PMR1b |  | BASE_PMR1b |  | MOD_CNST | MTSAO_BQ | MOD_CNST | UNC | DIESEL_LNG | NO_MIN_GAS | NO_MIN_GAS | BASE | BASE | EAF_60 | none | LOW_PMR1b | IRP24_LOW | RES_MRGN_10 | BASE3
| S246 | 0 |  |  | copt | copt |  |  | 0 |  | none |  |  | [2025, 2029]+list(range(2030,2051,5)) | range(2030,2051,2) | W_P50 | W_P50 | SL_0 | 1 | redz_corridors_eia | copt |  | existing+tdp | BASE_COALFLEX | DELAYED_ESKOM_2035 |  |  | 60% | 50% | BASE_PMR1b |  | BASE | BASE | BASE | LOW_PMR1b |  | BASE_PMR1b |  | MOD_CNST | MTSAO_BQ | MOD_CNST | UNC | DIESEL_LNG | NO_MIN_GAS | NO_MIN_GAS | BASE | BASE | EAF_60 | none | LOW_PMR1b | IRP24_LOW | RES_MRGN_10 | BASE3
| S247 | 0 |  |  | copt | copt |  |  | 0 |  | none |  |  | [2025, 2029]+list(range(2030,2051,5)) | range(2030,2051,2) | W_P50 | W_P50 | SL_0 | 1 | redz_corridors_eia | copt |  | existing+tdp | BASE_COALFLEX | DELAYED_ESKOM_2035 |  |  | 50% | 150% | BASE_PMR1b |  | BASE | BASE | BASE | LOW_PMR1b |  | BASE_PMR1b |  | MOD_CNST | MTSAO_BQ | MOD_CNST | UNC | DIESEL_LNG | NO_MIN_GAS | NO_MIN_GAS | BASE | BASE | EAF_60 | none | LOW_PMR1b | IRP24_LOW | RES_MRGN_10 | BASE3
| S248 | 0 |  |  | copt | copt |  |  | 0 |  | none |  |  | [2025, 2029]+list(range(2030,2051,5)) | range(2030,2051,2) | W_P50 | W_P50 | SL_0 | 1 | redz_corridors_eia | copt |  | existing+tdp | BASE_COALFLEX | DELAYED_ESKOM_2035 |  |  | 50% | 100% | BASE_PMR1b |  | BASE | BASE | BASE | LOW_PMR1b |  | BASE_PMR1b |  | MOD_CNST | MTSAO_BQ | MOD_CNST | UNC | DIESEL_LNG | NO_MIN_GAS | NO_MIN_GAS | BASE | BASE | EAF_60 | none | LOW_PMR1b | IRP24_LOW | RES_MRGN_10 | BASE3
| S249 | 0 |  |  | copt | copt |  |  | 0 |  | none |  |  | [2025, 2029]+list(range(2030,2051,5)) | range(2030,2051,2) | W_P50 | W_P50 | SL_0 | 1 | redz_corridors_eia | copt |  | existing+tdp | BASE_COALFLEX | DELAYED_ESKOM_2035 |  |  | 50% | 50% | BASE_PMR1b |  | BASE | BASE | BASE | LOW_PMR1b |  | BASE_PMR1b |  | MOD_CNST | MTSAO_BQ | MOD_CNST | UNC | DIESEL_LNG | NO_MIN_GAS | NO_MIN_GAS | BASE | BASE | EAF_60 | none | LOW_PMR1b | IRP24_LOW | RES_MRGN_10 | BASE3
| S250 | 0 |  |  | copt | copt |  |  | 0 |  | none |  |  | [2025, 2029]+list(range(2030,2051,5)) | range(2030,2051,2) | W_P50 | W_P50 | SL_0 | 1 | redz_corridors_eia | copt |  | existing+tdp | BASE_COALFLEX | DELAYED_ESKOM_2035 |  |  | 40% | 150% | BASE_PMR1b |  | BASE | BASE | BASE | LOW_PMR1b |  | BASE_PMR1b |  | MOD_CNST | MTSAO_BQ | MOD_CNST | UNC | DIESEL_LNG | NO_MIN_GAS | NO_MIN_GAS | BASE | BASE | EAF_60 | none | LOW_PMR1b | IRP24_LOW | RES_MRGN_10 | BASE3
| S251 | 0 |  |  | copt | copt |  |  | 0 |  | none |  |  | [2025, 2029]+list(range(2030,2051,5)) | range(2030,2051,2) | W_P50 | W_P50 | SL_0 | 1 | redz_corridors_eia | copt |  | existing+tdp | BASE_COALFLEX | DELAYED_ESKOM_2035 |  |  | 40% | 100% | BASE_PMR1b |  | BASE | BASE | BASE | LOW_PMR1b |  | BASE_PMR1b |  | MOD_CNST | MTSAO_BQ | MOD_CNST | UNC | DIESEL_LNG | NO_MIN_GAS | NO_MIN_GAS | BASE | BASE | EAF_60 | none | LOW_PMR1b | IRP24_LOW | RES_MRGN_10 | BASE3
| S252 | 0 |  |  | copt | copt |  |  | 0 |  | none |  |  | [2025, 2029]+list(range(2030,2051,5)) | range(2030,2051,2) | W_P50 | W_P50 | SL_0 | 1 | redz_corridors_eia | copt |  | existing+tdp | BASE_COALFLEX | DELAYED_ESKOM_2035 |  |  | 40% | 50% | BASE_PMR1b |  | BASE | BASE | BASE | LOW_PMR1b |  | BASE_PMR1b |  | MOD_CNST | MTSAO_BQ | MOD_CNST | UNC | DIESEL_LNG | NO_MIN_GAS | NO_MIN_GAS | BASE | BASE | EAF_60 | none | LOW_PMR1b | IRP24_LOW | RES_MRGN_10 | BASE3
| S253 | 0 |  |  | copt | copt |  |  | 0 |  | none |  |  | [2025, 2029]+list(range(2030,2051,5)) | range(2030,2051,2) | W_P50 | W_P50 | SL_1 | 1 | redz_corridors_eia | copt |  | existing+tdp | BASE_COALFLEX | DELAYED_ESKOM_2035 |  |  | 70% | 150% | BASE_PMR1b |  | BASE | BASE | BASE | LOW_PMR1b |  | BASE_PMR1b |  | MOD_CNST | MTSAO_BQ | MOD_CNST | UNC | DIESEL_LNG | NO_MIN_GAS | NO_MIN_GAS | BASE | BASE | EAF_60 | none | LOW_PMR1b | IRP24_LOW | RES_MRGN_10 | BASE3
| S254 | 0 |  |  | copt | copt |  |  | 0 |  | none |  |  | [2025, 2029]+list(range(2030,2051,5)) | range(2030,2051,2) | W_P50 | W_P50 | SL_1 | 1 | redz_corridors_eia | copt |  | existing+tdp | BASE_COALFLEX | DELAYED_ESKOM_2035 |  |  | 70% | 100% | BASE_PMR1b |  | BASE | BASE | BASE | LOW_PMR1b |  | BASE_PMR1b |  | MOD_CNST | MTSAO_BQ | MOD_CNST | UNC | DIESEL_LNG | NO_MIN_GAS | NO_MIN_GAS | BASE | BASE | EAF_60 | none | LOW_PMR1b | IRP24_LOW | RES_MRGN_10 | BASE3
| S255 | 0 |  |  | copt | copt |  |  | 0 |  | none |  |  | [2025, 2029]+list(range(2030,2051,5)) | range(2030,2051,2) | W_P50 | W_P50 | SL_1 | 1 | redz_corridors_eia | copt |  | existing+tdp | BASE_COALFLEX | DELAYED_ESKOM_2035 |  |  | 70% | 50% | BASE_PMR1b |  | BASE | BASE | BASE | LOW_PMR1b |  | BASE_PMR1b |  | MOD_CNST | MTSAO_BQ | MOD_CNST | UNC | DIESEL_LNG | NO_MIN_GAS | NO_MIN_GAS | BASE | BASE | EAF_60 | none | LOW_PMR1b | IRP24_LOW | RES_MRGN_10 | BASE3
| S256 | 0 |  |  | copt | copt |  |  | 0 |  | none |  |  | [2025, 2029]+list(range(2030,2051,5)) | range(2030,2051,2) | W_P50 | W_P50 | SL_1 | 1 | redz_corridors_eia | copt |  | existing+tdp | BASE_COALFLEX | DELAYED_ESKOM_2035 |  |  | 60% | 150% | BASE_PMR1b |  | BASE | BASE | BASE | LOW_PMR1b |  | BASE_PMR1b |  | MOD_CNST | MTSAO_BQ | MOD_CNST | UNC | DIESEL_LNG | NO_MIN_GAS | NO_MIN_GAS | BASE | BASE | EAF_60 | none | LOW_PMR1b | IRP24_LOW | RES_MRGN_10 | BASE3
| S257 | 0 |  |  | copt | copt |  |  | 0 |  | none |  |  | [2025, 2029]+list(range(2030,2051,5)) | range(2030,2051,2) | W_P50 | W_P50 | SL_1 | 1 | redz_corridors_eia | copt |  | existing+tdp | BASE_COALFLEX | DELAYED_ESKOM_2035 |  |  | 60% | 100% | BASE_PMR1b |  | BASE | BASE | BASE | LOW_PMR1b |  | BASE_PMR1b |  | MOD_CNST | MTSAO_BQ | MOD_CNST | UNC | DIESEL_LNG | NO_MIN_GAS | NO_MIN_GAS | BASE | BASE | EAF_60 | none | LOW_PMR1b | IRP24_LOW | RES_MRGN_10 | BASE3
| S258 | 0 |  |  | copt | copt |  |  | 0 |  | none |  |  | [2025, 2029]+list(range(2030,2051,5)) | range(2030,2051,2) | W_P50 | W_P50 | SL_1 | 1 | redz_corridors_eia | copt |  | existing+tdp | BASE_COALFLEX | DELAYED_ESKOM_2035 |  |  | 60% | 50% | BASE_PMR1b |  | BASE | BASE | BASE | LOW_PMR1b |  | BASE_PMR1b |  | MOD_CNST | MTSAO_BQ | MOD_CNST | UNC | DIESEL_LNG | NO_MIN_GAS | NO_MIN_GAS | BASE | BASE | EAF_60 | none | LOW_PMR1b | IRP24_LOW | RES_MRGN_10 | BASE3
| S259 | 0 |  |  | copt | copt |  |  | 0 |  | none |  |  | [2025, 2029]+list(range(2030,2051,5)) | range(2030,2051,2) | W_P50 | W_P50 | SL_1 | 1 | redz_corridors_eia | copt |  | existing+tdp | BASE_COALFLEX | DELAYED_ESKOM_2035 |  |  | 50% | 150% | BASE_PMR1b |  | BASE | BASE | BASE | LOW_PMR1b |  | BASE_PMR1b |  | MOD_CNST | MTSAO_BQ | MOD_CNST | UNC | DIESEL_LNG | NO_MIN_GAS | NO_MIN_GAS | BASE | BASE | EAF_60 | none | LOW_PMR1b | IRP24_LOW | RES_MRGN_10 | BASE3
| S260 | 0 |  |  | copt | copt |  |  | 0 |  | none |  |  | [2025, 2029]+list(range(2030,2051,5)) | range(2030,2051,2) | W_P50 | W_P50 | SL_1 | 1 | redz_corridors_eia | copt |  | existing+tdp | BASE_COALFLEX | DELAYED_ESKOM_2035 |  |  | 50% | 100% | BASE_PMR1b |  | BASE | BASE | BASE | LOW_PMR1b |  | BASE_PMR1b |  | MOD_CNST | MTSAO_BQ | MOD_CNST | UNC | DIESEL_LNG | NO_MIN_GAS | NO_MIN_GAS | BASE | BASE | EAF_60 | none | LOW_PMR1b | IRP24_LOW | RES_MRGN_10 | BASE3
| S261 | 0 |  |  | copt | copt |  |  | 0 |  | none |  |  | [2025, 2029]+list(range(2030,2051,5)) | range(2030,2051,2) | W_P50 | W_P50 | SL_1 | 1 | redz_corridors_eia | copt |  | existing+tdp | BASE_COALFLEX | DELAYED_ESKOM_2035 |  |  | 50% | 50% | BASE_PMR1b |  | BASE | BASE | BASE | LOW_PMR1b |  | BASE_PMR1b |  | MOD_CNST | MTSAO_BQ | MOD_CNST | UNC | DIESEL_LNG | NO_MIN_GAS | NO_MIN_GAS | BASE | BASE | EAF_60 | none | LOW_PMR1b | IRP24_LOW | RES_MRGN_10 | BASE3
| S262 | 0 |  |  | copt | copt |  |  | 0 |  | none |  |  | [2025, 2029]+list(range(2030,2051,5)) | range(2030,2051,2) | W_P50 | W_P50 | SL_1 | 1 | redz_corridors_eia | copt |  | existing+tdp | BASE_COALFLEX | DELAYED_ESKOM_2035 |  |  | 40% | 150% | BASE_PMR1b |  | BASE | BASE | BASE | LOW_PMR1b |  | BASE_PMR1b |  | MOD_CNST | MTSAO_BQ | MOD_CNST | UNC | DIESEL_LNG | NO_MIN_GAS | NO_MIN_GAS | BASE | BASE | EAF_60 | none | LOW_PMR1b | IRP24_LOW | RES_MRGN_10 | BASE3
| S263 | 0 |  |  | copt | copt |  |  | 0 |  | none |  |  | [2025, 2029]+list(range(2030,2051,5)) | range(2030,2051,2) | W_P50 | W_P50 | SL_1 | 1 | redz_corridors_eia | copt |  | existing+tdp | BASE_COALFLEX | DELAYED_ESKOM_2035 |  |  | 40% | 100% | BASE_PMR1b |  | BASE | BASE | BASE | LOW_PMR1b |  | BASE_PMR1b |  | MOD_CNST | MTSAO_BQ | MOD_CNST | UNC | DIESEL_LNG | NO_MIN_GAS | NO_MIN_GAS | BASE | BASE | EAF_60 | none | LOW_PMR1b | IRP24_LOW | RES_MRGN_10 | BASE3
| S264 | 0 |  |  | copt | copt |  |  | 0 |  | none |  |  | [2025, 2029]+list(range(2030,2051,5)) | range(2030,2051,2) | W_P50 | W_P50 | SL_1 | 1 | redz_corridors_eia | copt |  | existing+tdp | BASE_COALFLEX | DELAYED_ESKOM_2035 |  |  | 40% | 50% | BASE_PMR1b |  | BASE | BASE | BASE | LOW_PMR1b |  | BASE_PMR1b |  | MOD_CNST | MTSAO_BQ | MOD_CNST | UNC | DIESEL_LNG | NO_MIN_GAS | NO_MIN_GAS | BASE | BASE | EAF_60 | none | LOW_PMR1b | IRP24_LOW | RES_MRGN_10 | BASE3
| S265 | 0 |  |  | copt | copt |  |  | 0 |  | none |  |  | [2025, 2029]+list(range(2030,2051,5)) | range(2030,2051,2) | W_P50 | W_P50 | SL_6 | 1 | redz_corridors_eia | copt |  | existing+tdp | BASE_COALFLEX | DELAYED_ESKOM_2035 |  |  | 70% | 150% | BASE_PMR1b |  | BASE | BASE | BASE | LOW_PMR1b |  | BASE_PMR1b |  | MOD_CNST | MTSAO_BQ | MOD_CNST | UNC | DIESEL_LNG | NO_MIN_GAS | NO_MIN_GAS | BASE | BASE | EAF_60 | none | LOW_PMR1b | IRP24_LOW | RES_MRGN_10 | BASE3
| S266 | 0 |  |  | copt | copt |  |  | 0 |  | none |  |  | [2025, 2029]+list(range(2030,2051,5)) | range(2030,2051,2) | W_P50 | W_P50 | SL_6 | 1 | redz_corridors_eia | copt |  | existing+tdp | BASE_COALFLEX | DELAYED_ESKOM_2035 |  |  | 70% | 100% | BASE_PMR1b |  | BASE | BASE | BASE | LOW_PMR1b |  | BASE_PMR1b |  | MOD_CNST | MTSAO_BQ | MOD_CNST | UNC | DIESEL_LNG | NO_MIN_GAS | NO_MIN_GAS | BASE | BASE | EAF_60 | none | LOW_PMR1b | IRP24_LOW | RES_MRGN_10 | BASE3
| S267 | 0 |  |  | copt | copt |  |  | 0 |  | none |  |  | [2025, 2029]+list(range(2030,2051,5)) | range(2030,2051,2) | W_P50 | W_P50 | SL_6 | 1 | redz_corridors_eia | copt |  | existing+tdp | BASE_COALFLEX | DELAYED_ESKOM_2035 |  |  | 70% | 50% | BASE_PMR1b |  | BASE | BASE | BASE | LOW_PMR1b |  | BASE_PMR1b |  | MOD_CNST | MTSAO_BQ | MOD_CNST | UNC | DIESEL_LNG | NO_MIN_GAS | NO_MIN_GAS | BASE | BASE | EAF_60 | none | LOW_PMR1b | IRP24_LOW | RES_MRGN_10 | BASE3
| S268 | 0 |  |  | copt | copt |  |  | 0 |  | none |  |  | [2025, 2029]+list(range(2030,2051,5)) | range(2030,2051,2) | W_P50 | W_P50 | SL_6 | 1 | redz_corridors_eia | copt |  | existing+tdp | BASE_COALFLEX | DELAYED_ESKOM_2035 |  |  | 60% | 150% | BASE_PMR1b |  | BASE | BASE | BASE | LOW_PMR1b |  | BASE_PMR1b |  | MOD_CNST | MTSAO_BQ | MOD_CNST | UNC | DIESEL_LNG | NO_MIN_GAS | NO_MIN_GAS | BASE | BASE | EAF_60 | none | LOW_PMR1b | IRP24_LOW | RES_MRGN_10 | BASE3
| S269 | 0 |  |  | copt | copt |  |  | 0 |  | none |  |  | [2025, 2029]+list(range(2030,2051,5)) | range(2030,2051,2) | W_P50 | W_P50 | SL_6 | 1 | redz_corridors_eia | copt |  | existing+tdp | BASE_COALFLEX | DELAYED_ESKOM_2035 |  |  | 60% | 100% | BASE_PMR1b |  | BASE | BASE | BASE | LOW_PMR1b |  | BASE_PMR1b |  | MOD_CNST | MTSAO_BQ | MOD_CNST | UNC | DIESEL_LNG | NO_MIN_GAS | NO_MIN_GAS | BASE | BASE | EAF_60 | none | LOW_PMR1b | IRP24_LOW | RES_MRGN_10 | BASE3
| S270 | 0 |  |  | copt | copt |  |  | 0 |  | none |  |  | [2025, 2029]+list(range(2030,2051,5)) | range(2030,2051,2) | W_P50 | W_P50 | SL_6 | 1 | redz_corridors_eia | copt |  | existing+tdp | BASE_COALFLEX | DELAYED_ESKOM_2035 |  |  | 60% | 50% | BASE_PMR1b |  | BASE | BASE | BASE | LOW_PMR1b |  | BASE_PMR1b |  | MOD_CNST | MTSAO_BQ | MOD_CNST | UNC | DIESEL_LNG | NO_MIN_GAS | NO_MIN_GAS | BASE | BASE | EAF_60 | none | LOW_PMR1b | IRP24_LOW | RES_MRGN_10 | BASE3
| S271 | 0 |  |  | copt | copt |  |  | 0 |  | none |  |  | [2025, 2029]+list(range(2030,2051,5)) | range(2030,2051,2) | W_P50 | W_P50 | SL_6 | 1 | redz_corridors_eia | copt |  | existing+tdp | BASE_COALFLEX | DELAYED_ESKOM_2035 |  |  | 50% | 150% | BASE_PMR1b |  | BASE | BASE | BASE | LOW_PMR1b |  | BASE_PMR1b |  | MOD_CNST | MTSAO_BQ | MOD_CNST | UNC | DIESEL_LNG | NO_MIN_GAS | NO_MIN_GAS | BASE | BASE | EAF_60 | none | LOW_PMR1b | IRP24_LOW | RES_MRGN_10 | BASE3
| S272 | 0 |  |  | copt | copt |  |  | 0 |  | none |  |  | [2025, 2029]+list(range(2030,2051,5)) | range(2030,2051,2) | W_P50 | W_P50 | SL_6 | 1 | redz_corridors_eia | copt |  | existing+tdp | BASE_COALFLEX | DELAYED_ESKOM_2035 |  |  | 50% | 100% | BASE_PMR1b |  | BASE | BASE | BASE | LOW_PMR1b |  | BASE_PMR1b |  | MOD_CNST | MTSAO_BQ | MOD_CNST | UNC | DIESEL_LNG | NO_MIN_GAS | NO_MIN_GAS | BASE | BASE | EAF_60 | none | LOW_PMR1b | IRP24_LOW | RES_MRGN_10 | BASE3
| S273 | 0 |  |  | copt | copt |  |  | 0 |  | none |  |  | [2025, 2029]+list(range(2030,2051,5)) | range(2030,2051,2) | W_P50 | W_P50 | SL_6 | 1 | redz_corridors_eia | copt |  | existing+tdp | BASE_COALFLEX | DELAYED_ESKOM_2035 |  |  | 50% | 50% | BASE_PMR1b |  | BASE | BASE | BASE | LOW_PMR1b |  | BASE_PMR1b |  | MOD_CNST | MTSAO_BQ | MOD_CNST | UNC | DIESEL_LNG | NO_MIN_GAS | NO_MIN_GAS | BASE | BASE | EAF_60 | none | LOW_PMR1b | IRP24_LOW | RES_MRGN_10 | BASE3
| S274 | 0 |  |  | copt | copt |  |  | 0 |  | none |  |  | [2025, 2029]+list(range(2030,2051,5)) | range(2030,2051,2) | W_P50 | W_P50 | SL_6 | 1 | redz_corridors_eia | copt |  | existing+tdp | BASE_COALFLEX | DELAYED_ESKOM_2035 |  |  | 40% | 150% | BASE_PMR1b |  | BASE | BASE | BASE | LOW_PMR1b |  | BASE_PMR1b |  | MOD_CNST | MTSAO_BQ | MOD_CNST | UNC | DIESEL_LNG | NO_MIN_GAS | NO_MIN_GAS | BASE | BASE | EAF_60 | none | LOW_PMR1b | IRP24_LOW | RES_MRGN_10 | BASE3
| S275 | 0 |  |  | copt | copt |  |  | 0 |  | none |  |  | [2025, 2029]+list(range(2030,2051,5)) | range(2030,2051,2) | W_P50 | W_P50 | SL_6 | 1 | redz_corridors_eia | copt |  | existing+tdp | BASE_COALFLEX | DELAYED_ESKOM_2035 |  |  | 40% | 100% | BASE_PMR1b |  | BASE | BASE | BASE | LOW_PMR1b |  | BASE_PMR1b |  | MOD_CNST | MTSAO_BQ | MOD_CNST | UNC | DIESEL_LNG | NO_MIN_GAS | NO_MIN_GAS | BASE | BASE | EAF_60 | none | LOW_PMR1b | IRP24_LOW | RES_MRGN_10 | BASE3
| S276 | 0 |  |  | copt | copt |  |  | 0 |  | none |  |  | [2025, 2029]+list(range(2030,2051,5)) | range(2030,2051,2) | W_P50 | W_P50 | SL_6 | 1 | redz_corridors_eia | copt |  | existing+tdp | BASE_COALFLEX | DELAYED_ESKOM_2035 |  |  | 40% | 50% | BASE_PMR1b |  | BASE | BASE | BASE | LOW_PMR1b |  | BASE_PMR1b |  | MOD_CNST | MTSAO_BQ | MOD_CNST | UNC | DIESEL_LNG | NO_MIN_GAS | NO_MIN_GAS | BASE | BASE | EAF_60 | none | LOW_PMR1b | IRP24_LOW | RES_MRGN_10 | BASE3
| S277 | 0 |  |  | copt | copt |  |  | 0 |  | none |  |  | [2025, 2029]+list(range(2030,2051,5)) | range(2030,2051,2) | W_P50 | W_P50 | SL_12 | 1 | redz_corridors_eia | copt |  | existing+tdp | BASE_COALFLEX | DELAYED_ESKOM_2035 |  |  | 70% | 150% | BASE_PMR1b |  | BASE | BASE | BASE | LOW_PMR1b |  | BASE_PMR1b |  | MOD_CNST | MTSAO_BQ | MOD_CNST | UNC | DIESEL_LNG | NO_MIN_GAS | NO_MIN_GAS | BASE | BASE | EAF_60 | none | LOW_PMR1b | IRP24_LOW | RES_MRGN_10 | BASE3
| S278 | 0 |  |  | copt | copt |  |  | 0 |  | none |  |  | [2025, 2029]+list(range(2030,2051,5)) | range(2030,2051,2) | W_P50 | W_P50 | SL_12 | 1 | redz_corridors_eia | copt |  | existing+tdp | BASE_COALFLEX | DELAYED_ESKOM_2035 |  |  | 70% | 100% | BASE_PMR1b |  | BASE | BASE | BASE | LOW_PMR1b |  | BASE_PMR1b |  | MOD_CNST | MTSAO_BQ | MOD_CNST | UNC | DIESEL_LNG | NO_MIN_GAS | NO_MIN_GAS | BASE | BASE | EAF_60 | none | LOW_PMR1b | IRP24_LOW | RES_MRGN_10 | BASE3
| S279 | 0 |  |  | copt | copt |  |  | 0 |  | none |  |  | [2025, 2029]+list(range(2030,2051,5)) | range(2030,2051,2) | W_P50 | W_P50 | SL_12 | 1 | redz_corridors_eia | copt |  | existing+tdp | BASE_COALFLEX | DELAYED_ESKOM_2035 |  |  | 70% | 50% | BASE_PMR1b |  | BASE | BASE | BASE | LOW_PMR1b |  | BASE_PMR1b |  | MOD_CNST | MTSAO_BQ | MOD_CNST | UNC | DIESEL_LNG | NO_MIN_GAS | NO_MIN_GAS | BASE | BASE | EAF_60 | none | LOW_PMR1b | IRP24_LOW | RES_MRGN_10 | BASE3
| S280 | 0 |  |  | copt | copt |  |  | 0 |  | none |  |  | [2025, 2029]+list(range(2030,2051,5)) | range(2030,2051,2) | W_P50 | W_P50 | SL_12 | 1 | redz_corridors_eia | copt |  | existing+tdp | BASE_COALFLEX | DELAYED_ESKOM_2035 |  |  | 60% | 150% | BASE_PMR1b |  | BASE | BASE | BASE | LOW_PMR1b |  | BASE_PMR1b |  | MOD_CNST | MTSAO_BQ | MOD_CNST | UNC | DIESEL_LNG | NO_MIN_GAS | NO_MIN_GAS | BASE | BASE | EAF_60 | none | LOW_PMR1b | IRP24_LOW | RES_MRGN_10 | BASE3
| S281 | 0 |  |  | copt | copt |  |  | 0 |  | none |  |  | [2025, 2029]+list(range(2030,2051,5)) | range(2030,2051,2) | W_P50 | W_P50 | SL_12 | 1 | redz_corridors_eia | copt |  | existing+tdp | BASE_COALFLEX | DELAYED_ESKOM_2035 |  |  | 60% | 100% | BASE_PMR1b |  | BASE | BASE | BASE | LOW_PMR1b |  | BASE_PMR1b |  | MOD_CNST | MTSAO_BQ | MOD_CNST | UNC | DIESEL_LNG | NO_MIN_GAS | NO_MIN_GAS | BASE | BASE | EAF_60 | none | LOW_PMR1b | IRP24_LOW | RES_MRGN_10 | BASE3
| S282 | 0 |  |  | copt | copt |  |  | 0 |  | none |  |  | [2025, 2029]+list(range(2030,2051,5)) | range(2030,2051,2) | W_P50 | W_P50 | SL_12 | 1 | redz_corridors_eia | copt |  | existing+tdp | BASE_COALFLEX | DELAYED_ESKOM_2035 |  |  | 60% | 50% | BASE_PMR1b |  | BASE | BASE | BASE | LOW_PMR1b |  | BASE_PMR1b |  | MOD_CNST | MTSAO_BQ | MOD_CNST | UNC | DIESEL_LNG | NO_MIN_GAS | NO_MIN_GAS | BASE | BASE | EAF_60 | none | LOW_PMR1b | IRP24_LOW | RES_MRGN_10 | BASE3
| S283 | 0 |  |  | copt | copt |  |  | 0 |  | none |  |  | [2025, 2029]+list(range(2030,2051,5)) | range(2030,2051,2) | W_P50 | W_P50 | SL_12 | 1 | redz_corridors_eia | copt |  | existing+tdp | BASE_COALFLEX | DELAYED_ESKOM_2035 |  |  | 50% | 150% | BASE_PMR1b |  | BASE | BASE | BASE | LOW_PMR1b |  | BASE_PMR1b |  | MOD_CNST | MTSAO_BQ | MOD_CNST | UNC | DIESEL_LNG | NO_MIN_GAS | NO_MIN_GAS | BASE | BASE | EAF_60 | none | LOW_PMR1b | IRP24_LOW | RES_MRGN_10 | BASE3
| S284 | 0 |  |  | copt | copt |  |  | 0 |  | none |  |  | [2025, 2029]+list(range(2030,2051,5)) | range(2030,2051,2) | W_P50 | W_P50 | SL_12 | 1 | redz_corridors_eia | copt |  | existing+tdp | BASE_COALFLEX | DELAYED_ESKOM_2035 |  |  | 50% | 100% | BASE_PMR1b |  | BASE | BASE | BASE | LOW_PMR1b |  | BASE_PMR1b |  | MOD_CNST | MTSAO_BQ | MOD_CNST | UNC | DIESEL_LNG | NO_MIN_GAS | NO_MIN_GAS | BASE | BASE | EAF_60 | none | LOW_PMR1b | IRP24_LOW | RES_MRGN_10 | BASE3
| S285 | 0 |  |  | copt | copt |  |  | 0 |  | none |  |  | [2025, 2029]+list(range(2030,2051,5)) | range(2030,2051,2) | W_P50 | W_P50 | SL_12 | 1 | redz_corridors_eia | copt |  | existing+tdp | BASE_COALFLEX | DELAYED_ESKOM_2035 |  |  | 50% | 50% | BASE_PMR1b |  | BASE | BASE | BASE | LOW_PMR1b |  | BASE_PMR1b |  | MOD_CNST | MTSAO_BQ | MOD_CNST | UNC | DIESEL_LNG | NO_MIN_GAS | NO_MIN_GAS | BASE | BASE | EAF_60 | none | LOW_PMR1b | IRP24_LOW | RES_MRGN_10 | BASE3
| S286 | 0 |  |  | copt | copt |  |  | 0 |  | none |  |  | [2025, 2029]+list(range(2030,2051,5)) | range(2030,2051,2) | W_P50 | W_P50 | SL_12 | 1 | redz_corridors_eia | copt |  | existing+tdp | BASE_COALFLEX | DELAYED_ESKOM_2035 |  |  | 40% | 150% | BASE_PMR1b |  | BASE | BASE | BASE | LOW_PMR1b |  | BASE_PMR1b |  | MOD_CNST | MTSAO_BQ | MOD_CNST | UNC | DIESEL_LNG | NO_MIN_GAS | NO_MIN_GAS | BASE | BASE | EAF_60 | none | LOW_PMR1b | IRP24_LOW | RES_MRGN_10 | BASE3
| S287 | 0 |  |  | copt | copt |  |  | 0 |  | none |  |  | [2025, 2029]+list(range(2030,2051,5)) | range(2030,2051,2) | W_P50 | W_P50 | SL_12 | 1 | redz_corridors_eia | copt |  | existing+tdp | BASE_COALFLEX | DELAYED_ESKOM_2035 |  |  | 40% | 100% | BASE_PMR1b |  | BASE | BASE | BASE | LOW_PMR1b |  | BASE_PMR1b |  | MOD_CNST | MTSAO_BQ | MOD_CNST | UNC | DIESEL_LNG | NO_MIN_GAS | NO_MIN_GAS | BASE | BASE | EAF_60 | none | LOW_PMR1b | IRP24_LOW | RES_MRGN_10 | BASE3
| S288 | 0 |  |  | copt | copt |  |  | 0 |  | none |  |  | [2025, 2029]+list(range(2030,2051,5)) | range(2030,2051,2) | W_P50 | W_P50 | SL_12 | 1 | redz_corridors_eia | copt |  | existing+tdp | BASE_COALFLEX | DELAYED_ESKOM_2035 |  |  | 40% | 50% | BASE_PMR1b |  | BASE | BASE | BASE | LOW_PMR1b |  | BASE_PMR1b |  | MOD_CNST | MTSAO_BQ | MOD_CNST | UNC | DIESEL_LNG | NO_MIN_GAS | NO_MIN_GAS | BASE | BASE | EAF_60 | none | LOW_PMR1b | IRP24_LOW | RES_MRGN_10 | BASE3
| S289 | 0 |  | pklein-DESKTOP2 | copt | copt |  |  | 0 |  | none |  |  | [2025, 2029]+list(range(2030,2051,5)) | range(2030,2051,2) | W_P50 | W_P50 | SL_0 | 1 | redz_corridors_eia | copt | LC | existing+tdp | BASE_COALFLEX | DELAYED_ESKOM_2035 |  |  | 70% | 150% | BASE_PMR1b | FS_2045 | BASE | BASE | BASE | LOW_PMR1b |  | BASE_PMR1b | FS_2045 | MOD_CNST | MTSAO_BQ | MOD_CNST | UNC | DIESEL_LNG | NO_MIN_GAS | NO_MIN_GAS | BASE | BASE | EAF_60 | none | BASE_PMR1b | IRP24_LOW | RES_MRGN_10 | BASE3
| S290 | 0 |  |  | copt | copt |  |  | 0 |  | none |  |  | [2025, 2029]+list(range(2030,2051,5)) | range(2030,2051,2) | W_P50 | W_P50 | SL_0 | 1 | redz_corridors_eia | copt | LC | existing+tdp | BASE_COALFLEX | DELAYED_ESKOM_2035 |  |  | 70% | 100% | BASE_PMR1b |  | BASE | BASE | BASE | LOW_PMR1b |  | BASE_PMR1b |  | MOD_CNST | MTSAO_BQ | MOD_CNST | UNC | DIESEL_LNG | NO_MIN_GAS | NO_MIN_GAS | BASE | BASE | EAF_60 | none | BASE_PMR1b | IRP24_LOW | RES_MRGN_10 | BASE3
| S291 | 0 |  |  | copt | copt |  |  | 0 |  | none |  |  | [2025, 2029]+list(range(2030,2051,5)) | range(2030,2051,2) | W_P50 | W_P50 | SL_0 | 1 | redz_corridors_eia | copt |  | existing+tdp | BASE_COALFLEX | DELAYED_ESKOM_2035 |  |  | 70% | 50% | BASE_PMR1b |  | BASE | BASE | BASE | LOW_PMR1b |  | BASE_PMR1b |  | MOD_CNST | MTSAO_BQ | MOD_CNST | UNC | DIESEL_LNG | NO_MIN_GAS | NO_MIN_GAS | BASE | BASE | EAF_60 | none | BASE_PMR1b | IRP24_LOW | RES_MRGN_10 | BASE3
| S292 | 0 |  |  | copt | copt |  |  | 0 |  | none |  |  | [2025, 2029]+list(range(2030,2051,5)) | range(2030,2051,2) | W_P50 | W_P50 | SL_0 | 1 | redz_corridors_eia | copt |  | existing+tdp | BASE_COALFLEX | DELAYED_ESKOM_2035 |  |  | 60% | 150% | BASE_PMR1b |  | BASE | BASE | BASE | LOW_PMR1b |  | BASE_PMR1b |  | MOD_CNST | MTSAO_BQ | MOD_CNST | UNC | DIESEL_LNG | NO_MIN_GAS | NO_MIN_GAS | BASE | BASE | EAF_60 | none | BASE_PMR1b | IRP24_LOW | RES_MRGN_10 | BASE3
| S293 | 0 |  |  | copt | copt |  |  | 0 |  | none |  |  | [2025, 2029]+list(range(2030,2051,5)) | range(2030,2051,2) | W_P50 | W_P50 | SL_0 | 1 | redz_corridors_eia | copt |  | existing+tdp | BASE_COALFLEX | DELAYED_ESKOM_2035 |  |  | 60% | 100% | BASE_PMR1b |  | BASE | BASE | BASE | LOW_PMR1b |  | BASE_PMR1b |  | MOD_CNST | MTSAO_BQ | MOD_CNST | UNC | DIESEL_LNG | NO_MIN_GAS | NO_MIN_GAS | BASE | BASE | EAF_60 | none | BASE_PMR1b | IRP24_LOW | RES_MRGN_10 | BASE3
| S294 | 0 |  |  | copt | copt |  |  | 0 |  | none |  |  | [2025, 2029]+list(range(2030,2051,5)) | range(2030,2051,2) | W_P50 | W_P50 | SL_0 | 1 | redz_corridors_eia | copt |  | existing+tdp | BASE_COALFLEX | DELAYED_ESKOM_2035 |  |  | 60% | 50% | BASE_PMR1b |  | BASE | BASE | BASE | LOW_PMR1b |  | BASE_PMR1b |  | MOD_CNST | MTSAO_BQ | MOD_CNST | UNC | DIESEL_LNG | NO_MIN_GAS | NO_MIN_GAS | BASE | BASE | EAF_60 | none | BASE_PMR1b | IRP24_LOW | RES_MRGN_10 | BASE3
| S295 | 0 |  |  | copt | copt |  |  | 0 |  | none |  |  | [2025, 2029]+list(range(2030,2051,5)) | range(2030,2051,2) | W_P50 | W_P50 | SL_0 | 1 | redz_corridors_eia | copt |  | existing+tdp | BASE_COALFLEX | DELAYED_ESKOM_2035 |  |  | 50% | 150% | BASE_PMR1b |  | BASE | BASE | BASE | LOW_PMR1b |  | BASE_PMR1b |  | MOD_CNST | MTSAO_BQ | MOD_CNST | UNC | DIESEL_LNG | NO_MIN_GAS | NO_MIN_GAS | BASE | BASE | EAF_60 | none | BASE_PMR1b | IRP24_LOW | RES_MRGN_10 | BASE3
| S296 | 0 |  |  | copt | copt |  |  | 0 |  | none |  |  | [2025, 2029]+list(range(2030,2051,5)) | range(2030,2051,2) | W_P50 | W_P50 | SL_0 | 1 | redz_corridors_eia | copt |  | existing+tdp | BASE_COALFLEX | DELAYED_ESKOM_2035 |  |  | 50% | 100% | BASE_PMR1b |  | BASE | BASE | BASE | LOW_PMR1b |  | BASE_PMR1b |  | MOD_CNST | MTSAO_BQ | MOD_CNST | UNC | DIESEL_LNG | NO_MIN_GAS | NO_MIN_GAS | BASE | BASE | EAF_60 | none | BASE_PMR1b | IRP24_LOW | RES_MRGN_10 | BASE3
| S297 | 0 |  |  | copt | copt |  |  | 0 |  | none |  |  | [2025, 2029]+list(range(2030,2051,5)) | range(2030,2051,2) | W_P50 | W_P50 | SL_0 | 1 | redz_corridors_eia | copt |  | existing+tdp | BASE_COALFLEX | DELAYED_ESKOM_2035 |  |  | 50% | 50% | BASE_PMR1b |  | BASE | BASE | BASE | LOW_PMR1b |  | BASE_PMR1b |  | MOD_CNST | MTSAO_BQ | MOD_CNST | UNC | DIESEL_LNG | NO_MIN_GAS | NO_MIN_GAS | BASE | BASE | EAF_60 | none | BASE_PMR1b | IRP24_LOW | RES_MRGN_10 | BASE3
| S298 | 0 |  |  | copt | copt |  |  | 0 |  | none |  |  | [2025, 2029]+list(range(2030,2051,5)) | range(2030,2051,2) | W_P50 | W_P50 | SL_0 | 1 | redz_corridors_eia | copt |  | existing+tdp | BASE_COALFLEX | DELAYED_ESKOM_2035 |  |  | 40% | 150% | BASE_PMR1b |  | BASE | BASE | BASE | LOW_PMR1b |  | BASE_PMR1b |  | MOD_CNST | MTSAO_BQ | MOD_CNST | UNC | DIESEL_LNG | NO_MIN_GAS | NO_MIN_GAS | BASE | BASE | EAF_60 | none | BASE_PMR1b | IRP24_LOW | RES_MRGN_10 | BASE3
| S299 | 0 |  |  | copt | copt |  |  | 0 |  | none |  |  | [2025, 2029]+list(range(2030,2051,5)) | range(2030,2051,2) | W_P50 | W_P50 | SL_0 | 1 | redz_corridors_eia | copt |  | existing+tdp | BASE_COALFLEX | DELAYED_ESKOM_2035 |  |  | 40% | 100% | BASE_PMR1b |  | BASE | BASE | BASE | LOW_PMR1b |  | BASE_PMR1b |  | MOD_CNST | MTSAO_BQ | MOD_CNST | UNC | DIESEL_LNG | NO_MIN_GAS | NO_MIN_GAS | BASE | BASE | EAF_60 | none | BASE_PMR1b | IRP24_LOW | RES_MRGN_10 | BASE3
| S300 | 0 |  |  | copt | copt |  |  | 0 |  | none |  |  | [2025, 2029]+list(range(2030,2051,5)) | range(2030,2051,2) | W_P50 | W_P50 | SL_0 | 1 | redz_corridors_eia | copt |  | existing+tdp | BASE_COALFLEX | DELAYED_ESKOM_2035 |  |  | 40% | 50% | BASE_PMR1b |  | BASE | BASE | BASE | LOW_PMR1b |  | BASE_PMR1b |  | MOD_CNST | MTSAO_BQ | MOD_CNST | UNC | DIESEL_LNG | NO_MIN_GAS | NO_MIN_GAS | BASE | BASE | EAF_60 | none | BASE_PMR1b | IRP24_LOW | RES_MRGN_10 | BASE3
| S301 | 0 |  |  | copt | copt |  |  | 0 |  | none |  |  | [2025, 2029]+list(range(2030,2051,5)) | range(2030,2051,2) | W_P50 | W_P50 | SL_1 | 1 | redz_corridors_eia | copt |  | existing+tdp | BASE_COALFLEX | DELAYED_ESKOM_2035 |  |  | 70% | 150% | BASE_PMR1b |  | BASE | BASE | BASE | LOW_PMR1b |  | BASE_PMR1b |  | MOD_CNST | MTSAO_BQ | MOD_CNST | UNC | DIESEL_LNG | NO_MIN_GAS | NO_MIN_GAS | BASE | BASE | EAF_60 | none | BASE_PMR1b | IRP24_LOW | RES_MRGN_10 | BASE3
| S302 | 0 |  |  | copt | copt |  |  | 0 |  | none |  |  | [2025, 2029]+list(range(2030,2051,5)) | range(2030,2051,2) | W_P50 | W_P50 | SL_1 | 1 | redz_corridors_eia | copt |  | existing+tdp | BASE_COALFLEX | DELAYED_ESKOM_2035 |  |  | 70% | 100% | BASE_PMR1b |  | BASE | BASE | BASE | LOW_PMR1b |  | BASE_PMR1b |  | MOD_CNST | MTSAO_BQ | MOD_CNST | UNC | DIESEL_LNG | NO_MIN_GAS | NO_MIN_GAS | BASE | BASE | EAF_60 | none | BASE_PMR1b | IRP24_LOW | RES_MRGN_10 | BASE3
| S303 | 0 |  |  | copt | copt |  |  | 0 |  | none |  |  | [2025, 2029]+list(range(2030,2051,5)) | range(2030,2051,2) | W_P50 | W_P50 | SL_1 | 1 | redz_corridors_eia | copt |  | existing+tdp | BASE_COALFLEX | DELAYED_ESKOM_2035 |  |  | 70% | 50% | BASE_PMR1b |  | BASE | BASE | BASE | LOW_PMR1b |  | BASE_PMR1b |  | MOD_CNST | MTSAO_BQ | MOD_CNST | UNC | DIESEL_LNG | NO_MIN_GAS | NO_MIN_GAS | BASE | BASE | EAF_60 | none | BASE_PMR1b | IRP24_LOW | RES_MRGN_10 | BASE3
| S304 | 0 |  |  | copt | copt |  |  | 0 |  | none |  |  | [2025, 2029]+list(range(2030,2051,5)) | range(2030,2051,2) | W_P50 | W_P50 | SL_1 | 1 | redz_corridors_eia | copt |  | existing+tdp | BASE_COALFLEX | DELAYED_ESKOM_2035 |  |  | 60% | 150% | BASE_PMR1b |  | BASE | BASE | BASE | LOW_PMR1b |  | BASE_PMR1b |  | MOD_CNST | MTSAO_BQ | MOD_CNST | UNC | DIESEL_LNG | NO_MIN_GAS | NO_MIN_GAS | BASE | BASE | EAF_60 | none | BASE_PMR1b | IRP24_LOW | RES_MRGN_10 | BASE3
| S305 | 0 |  |  | copt | copt |  |  | 0 |  | none |  |  | [2025, 2029]+list(range(2030,2051,5)) | range(2030,2051,2) | W_P50 | W_P50 | SL_1 | 1 | redz_corridors_eia | copt |  | existing+tdp | BASE_COALFLEX | DELAYED_ESKOM_2035 |  |  | 60% | 100% | BASE_PMR1b |  | BASE | BASE | BASE | LOW_PMR1b |  | BASE_PMR1b |  | MOD_CNST | MTSAO_BQ | MOD_CNST | UNC | DIESEL_LNG | NO_MIN_GAS | NO_MIN_GAS | BASE | BASE | EAF_60 | none | BASE_PMR1b | IRP24_LOW | RES_MRGN_10 | BASE3
| S306 | 0 |  |  | copt | copt |  |  | 0 |  | none |  |  | [2025, 2029]+list(range(2030,2051,5)) | range(2030,2051,2) | W_P50 | W_P50 | SL_1 | 1 | redz_corridors_eia | copt |  | existing+tdp | BASE_COALFLEX | DELAYED_ESKOM_2035 |  |  | 60% | 50% | BASE_PMR1b |  | BASE | BASE | BASE | LOW_PMR1b |  | BASE_PMR1b |  | MOD_CNST | MTSAO_BQ | MOD_CNST | UNC | DIESEL_LNG | NO_MIN_GAS | NO_MIN_GAS | BASE | BASE | EAF_60 | none | BASE_PMR1b | IRP24_LOW | RES_MRGN_10 | BASE3
| S307 | 0 |  |  | copt | copt |  |  | 0 |  | none |  |  | [2025, 2029]+list(range(2030,2051,5)) | range(2030,2051,2) | W_P50 | W_P50 | SL_1 | 1 | redz_corridors_eia | copt |  | existing+tdp | BASE_COALFLEX | DELAYED_ESKOM_2035 |  |  | 50% | 150% | BASE_PMR1b |  | BASE | BASE | BASE | LOW_PMR1b |  | BASE_PMR1b |  | MOD_CNST | MTSAO_BQ | MOD_CNST | UNC | DIESEL_LNG | NO_MIN_GAS | NO_MIN_GAS | BASE | BASE | EAF_60 | none | BASE_PMR1b | IRP24_LOW | RES_MRGN_10 | BASE3
| S308 | 0 |  |  | copt | copt |  |  | 0 |  | none |  |  | [2025, 2029]+list(range(2030,2051,5)) | range(2030,2051,2) | W_P50 | W_P50 | SL_1 | 1 | redz_corridors_eia | copt |  | existing+tdp | BASE_COALFLEX | DELAYED_ESKOM_2035 |  |  | 50% | 100% | BASE_PMR1b |  | BASE | BASE | BASE | LOW_PMR1b |  | BASE_PMR1b |  | MOD_CNST | MTSAO_BQ | MOD_CNST | UNC | DIESEL_LNG | NO_MIN_GAS | NO_MIN_GAS | BASE | BASE | EAF_60 | none | BASE_PMR1b | IRP24_LOW | RES_MRGN_10 | BASE3
| S309 | 0 |  |  | copt | copt |  |  | 0 |  | none |  |  | [2025, 2029]+list(range(2030,2051,5)) | range(2030,2051,2) | W_P50 | W_P50 | SL_1 | 1 | redz_corridors_eia | copt |  | existing+tdp | BASE_COALFLEX | DELAYED_ESKOM_2035 |  |  | 50% | 50% | BASE_PMR1b |  | BASE | BASE | BASE | LOW_PMR1b |  | BASE_PMR1b |  | MOD_CNST | MTSAO_BQ | MOD_CNST | UNC | DIESEL_LNG | NO_MIN_GAS | NO_MIN_GAS | BASE | BASE | EAF_60 | none | BASE_PMR1b | IRP24_LOW | RES_MRGN_10 | BASE3
| S310 | 0 |  |  | copt | copt |  |  | 0 |  | none |  |  | [2025, 2029]+list(range(2030,2051,5)) | range(2030,2051,2) | W_P50 | W_P50 | SL_1 | 1 | redz_corridors_eia | copt |  | existing+tdp | BASE_COALFLEX | DELAYED_ESKOM_2035 |  |  | 40% | 150% | BASE_PMR1b |  | BASE | BASE | BASE | LOW_PMR1b |  | BASE_PMR1b |  | MOD_CNST | MTSAO_BQ | MOD_CNST | UNC | DIESEL_LNG | NO_MIN_GAS | NO_MIN_GAS | BASE | BASE | EAF_60 | none | BASE_PMR1b | IRP24_LOW | RES_MRGN_10 | BASE3
| S311 | 0 |  |  | copt | copt |  |  | 0 |  | none |  |  | [2025, 2029]+list(range(2030,2051,5)) | range(2030,2051,2) | W_P50 | W_P50 | SL_1 | 1 | redz_corridors_eia | copt |  | existing+tdp | BASE_COALFLEX | DELAYED_ESKOM_2035 |  |  | 40% | 100% | BASE_PMR1b |  | BASE | BASE | BASE | LOW_PMR1b |  | BASE_PMR1b |  | MOD_CNST | MTSAO_BQ | MOD_CNST | UNC | DIESEL_LNG | NO_MIN_GAS | NO_MIN_GAS | BASE | BASE | EAF_60 | none | BASE_PMR1b | IRP24_LOW | RES_MRGN_10 | BASE3
| S312 | 0 |  |  | copt | copt |  |  | 0 |  | none |  |  | [2025, 2029]+list(range(2030,2051,5)) | range(2030,2051,2) | W_P50 | W_P50 | SL_1 | 1 | redz_corridors_eia | copt |  | existing+tdp | BASE_COALFLEX | DELAYED_ESKOM_2035 |  |  | 40% | 50% | BASE_PMR1b |  | BASE | BASE | BASE | LOW_PMR1b |  | BASE_PMR1b |  | MOD_CNST | MTSAO_BQ | MOD_CNST | UNC | DIESEL_LNG | NO_MIN_GAS | NO_MIN_GAS | BASE | BASE | EAF_60 | none | BASE_PMR1b | IRP24_LOW | RES_MRGN_10 | BASE3
| S313 | 0 |  |  | copt | copt |  |  | 0 |  | none |  |  | [2025, 2029]+list(range(2030,2051,5)) | range(2030,2051,2) | W_P50 | W_P50 | SL_6 | 1 | redz_corridors_eia | copt |  | existing+tdp | BASE_COALFLEX | DELAYED_ESKOM_2035 |  |  | 70% | 150% | BASE_PMR1b |  | BASE | BASE | BASE | LOW_PMR1b |  | BASE_PMR1b |  | MOD_CNST | MTSAO_BQ | MOD_CNST | UNC | DIESEL_LNG | NO_MIN_GAS | NO_MIN_GAS | BASE | BASE | EAF_60 | none | BASE_PMR1b | IRP24_LOW | RES_MRGN_10 | BASE3
| S314 | 0 |  |  | copt | copt |  |  | 0 |  | none |  |  | [2025, 2029]+list(range(2030,2051,5)) | range(2030,2051,2) | W_P50 | W_P50 | SL_6 | 1 | redz_corridors_eia | copt |  | existing+tdp | BASE_COALFLEX | DELAYED_ESKOM_2035 |  |  | 70% | 100% | BASE_PMR1b |  | BASE | BASE | BASE | LOW_PMR1b |  | BASE_PMR1b |  | MOD_CNST | MTSAO_BQ | MOD_CNST | UNC | DIESEL_LNG | NO_MIN_GAS | NO_MIN_GAS | BASE | BASE | EAF_60 | none | BASE_PMR1b | IRP24_LOW | RES_MRGN_10 | BASE3
| S315 | 0 |  |  | copt | copt |  |  | 0 |  | none |  |  | [2025, 2029]+list(range(2030,2051,5)) | range(2030,2051,2) | W_P50 | W_P50 | SL_6 | 1 | redz_corridors_eia | copt |  | existing+tdp | BASE_COALFLEX | DELAYED_ESKOM_2035 |  |  | 70% | 50% | BASE_PMR1b |  | BASE | BASE | BASE | LOW_PMR1b |  | BASE_PMR1b |  | MOD_CNST | MTSAO_BQ | MOD_CNST | UNC | DIESEL_LNG | NO_MIN_GAS | NO_MIN_GAS | BASE | BASE | EAF_60 | none | BASE_PMR1b | IRP24_LOW | RES_MRGN_10 | BASE3
| S316 | 0 |  |  | copt | copt |  |  | 0 |  | none |  |  | [2025, 2029]+list(range(2030,2051,5)) | range(2030,2051,2) | W_P50 | W_P50 | SL_6 | 1 | redz_corridors_eia | copt |  | existing+tdp | BASE_COALFLEX | DELAYED_ESKOM_2035 |  |  | 60% | 150% | BASE_PMR1b |  | BASE | BASE | BASE | LOW_PMR1b |  | BASE_PMR1b |  | MOD_CNST | MTSAO_BQ | MOD_CNST | UNC | DIESEL_LNG | NO_MIN_GAS | NO_MIN_GAS | BASE | BASE | EAF_60 | none | BASE_PMR1b | IRP24_LOW | RES_MRGN_10 | BASE3
| S317 | 0 |  |  | copt | copt |  |  | 0 |  | none |  |  | [2025, 2029]+list(range(2030,2051,5)) | range(2030,2051,2) | W_P50 | W_P50 | SL_6 | 1 | redz_corridors_eia | copt |  | existing+tdp | BASE_COALFLEX | DELAYED_ESKOM_2035 |  |  | 60% | 100% | BASE_PMR1b |  | BASE | BASE | BASE | LOW_PMR1b |  | BASE_PMR1b |  | MOD_CNST | MTSAO_BQ | MOD_CNST | UNC | DIESEL_LNG | NO_MIN_GAS | NO_MIN_GAS | BASE | BASE | EAF_60 | none | BASE_PMR1b | IRP24_LOW | RES_MRGN_10 | BASE3
| S318 | 0 |  |  | copt | copt |  |  | 0 |  | none |  |  | [2025, 2029]+list(range(2030,2051,5)) | range(2030,2051,2) | W_P50 | W_P50 | SL_6 | 1 | redz_corridors_eia | copt |  | existing+tdp | BASE_COALFLEX | DELAYED_ESKOM_2035 |  |  | 60% | 50% | BASE_PMR1b |  | BASE | BASE | BASE | LOW_PMR1b |  | BASE_PMR1b |  | MOD_CNST | MTSAO_BQ | MOD_CNST | UNC | DIESEL_LNG | NO_MIN_GAS | NO_MIN_GAS | BASE | BASE | EAF_60 | none | BASE_PMR1b | IRP24_LOW | RES_MRGN_10 | BASE3
| S319 | 0 |  |  | copt | copt |  |  | 0 |  | none |  |  | [2025, 2029]+list(range(2030,2051,5)) | range(2030,2051,2) | W_P50 | W_P50 | SL_6 | 1 | redz_corridors_eia | copt |  | existing+tdp | BASE_COALFLEX | DELAYED_ESKOM_2035 |  |  | 50% | 150% | BASE_PMR1b |  | BASE | BASE | BASE | LOW_PMR1b |  | BASE_PMR1b |  | MOD_CNST | MTSAO_BQ | MOD_CNST | UNC | DIESEL_LNG | NO_MIN_GAS | NO_MIN_GAS | BASE | BASE | EAF_60 | none | BASE_PMR1b | IRP24_LOW | RES_MRGN_10 | BASE3
| S320 | 0 |  |  | copt | copt |  |  | 0 |  | none |  |  | [2025, 2029]+list(range(2030,2051,5)) | range(2030,2051,2) | W_P50 | W_P50 | SL_6 | 1 | redz_corridors_eia | copt |  | existing+tdp | BASE_COALFLEX | DELAYED_ESKOM_2035 |  |  | 50% | 100% | BASE_PMR1b |  | BASE | BASE | BASE | LOW_PMR1b |  | BASE_PMR1b |  | MOD_CNST | MTSAO_BQ | MOD_CNST | UNC | DIESEL_LNG | NO_MIN_GAS | NO_MIN_GAS | BASE | BASE | EAF_60 | none | BASE_PMR1b | IRP24_LOW | RES_MRGN_10 | BASE3
| S321 | 0 |  |  | copt | copt |  |  | 0 |  | none |  |  | [2025, 2029]+list(range(2030,2051,5)) | range(2030,2051,2) | W_P50 | W_P50 | SL_6 | 1 | redz_corridors_eia | copt |  | existing+tdp | BASE_COALFLEX | DELAYED_ESKOM_2035 |  |  | 50% | 50% | BASE_PMR1b |  | BASE | BASE | BASE | LOW_PMR1b |  | BASE_PMR1b |  | MOD_CNST | MTSAO_BQ | MOD_CNST | UNC | DIESEL_LNG | NO_MIN_GAS | NO_MIN_GAS | BASE | BASE | EAF_60 | none | BASE_PMR1b | IRP24_LOW | RES_MRGN_10 | BASE3
| S322 | 0 |  |  | copt | copt |  |  | 0 |  | none |  |  | [2025, 2029]+list(range(2030,2051,5)) | range(2030,2051,2) | W_P50 | W_P50 | SL_6 | 1 | redz_corridors_eia | copt |  | existing+tdp | BASE_COALFLEX | DELAYED_ESKOM_2035 |  |  | 40% | 150% | BASE_PMR1b |  | BASE | BASE | BASE | LOW_PMR1b |  | BASE_PMR1b |  | MOD_CNST | MTSAO_BQ | MOD_CNST | UNC | DIESEL_LNG | NO_MIN_GAS | NO_MIN_GAS | BASE | BASE | EAF_60 | none | BASE_PMR1b | IRP24_LOW | RES_MRGN_10 | BASE3
| S323 | 0 |  |  | copt | copt |  |  | 0 |  | none |  |  | [2025, 2029]+list(range(2030,2051,5)) | range(2030,2051,2) | W_P50 | W_P50 | SL_6 | 1 | redz_corridors_eia | copt |  | existing+tdp | BASE_COALFLEX | DELAYED_ESKOM_2035 |  |  | 40% | 100% | BASE_PMR1b |  | BASE | BASE | BASE | LOW_PMR1b |  | BASE_PMR1b |  | MOD_CNST | MTSAO_BQ | MOD_CNST | UNC | DIESEL_LNG | NO_MIN_GAS | NO_MIN_GAS | BASE | BASE | EAF_60 | none | BASE_PMR1b | IRP24_LOW | RES_MRGN_10 | BASE3
| S324 | 0 |  |  | copt | copt |  |  | 0 |  | none |  |  | [2025, 2029]+list(range(2030,2051,5)) | range(2030,2051,2) | W_P50 | W_P50 | SL_6 | 1 | redz_corridors_eia | copt |  | existing+tdp | BASE_COALFLEX | DELAYED_ESKOM_2035 |  |  | 40% | 50% | BASE_PMR1b |  | BASE | BASE | BASE | LOW_PMR1b |  | BASE_PMR1b |  | MOD_CNST | MTSAO_BQ | MOD_CNST | UNC | DIESEL_LNG | NO_MIN_GAS | NO_MIN_GAS | BASE | BASE | EAF_60 | none | BASE_PMR1b | IRP24_LOW | RES_MRGN_10 | BASE3
| S325 | 0 |  |  | copt | copt |  |  | 0 |  | none |  |  | [2025, 2029]+list(range(2030,2051,5)) | range(2030,2051,2) | W_P50 | W_P50 | SL_12 | 1 | redz_corridors_eia | copt |  | existing+tdp | BASE_COALFLEX | DELAYED_ESKOM_2035 |  |  | 70% | 150% | BASE_PMR1b |  | BASE | BASE | BASE | LOW_PMR1b |  | BASE_PMR1b |  | MOD_CNST | MTSAO_BQ | MOD_CNST | UNC | DIESEL_LNG | NO_MIN_GAS | NO_MIN_GAS | BASE | BASE | EAF_60 | none | BASE_PMR1b | IRP24_LOW | RES_MRGN_10 | BASE3
| S326 | 0 |  |  | copt | copt |  |  | 0 |  | none |  |  | [2025, 2029]+list(range(2030,2051,5)) | range(2030,2051,2) | W_P50 | W_P50 | SL_12 | 1 | redz_corridors_eia | copt |  | existing+tdp | BASE_COALFLEX | DELAYED_ESKOM_2035 |  |  | 70% | 100% | BASE_PMR1b |  | BASE | BASE | BASE | LOW_PMR1b |  | BASE_PMR1b |  | MOD_CNST | MTSAO_BQ | MOD_CNST | UNC | DIESEL_LNG | NO_MIN_GAS | NO_MIN_GAS | BASE | BASE | EAF_60 | none | BASE_PMR1b | IRP24_LOW | RES_MRGN_10 | BASE3
| S327 | 0 |  |  | copt | copt |  |  | 0 |  | none |  |  | [2025, 2029]+list(range(2030,2051,5)) | range(2030,2051,2) | W_P50 | W_P50 | SL_12 | 1 | redz_corridors_eia | copt |  | existing+tdp | BASE_COALFLEX | DELAYED_ESKOM_2035 |  |  | 70% | 50% | BASE_PMR1b |  | BASE | BASE | BASE | LOW_PMR1b |  | BASE_PMR1b |  | MOD_CNST | MTSAO_BQ | MOD_CNST | UNC | DIESEL_LNG | NO_MIN_GAS | NO_MIN_GAS | BASE | BASE | EAF_60 | none | BASE_PMR1b | IRP24_LOW | RES_MRGN_10 | BASE3
| S328 | 0 |  |  | copt | copt |  |  | 0 |  | none |  |  | [2025, 2029]+list(range(2030,2051,5)) | range(2030,2051,2) | W_P50 | W_P50 | SL_12 | 1 | redz_corridors_eia | copt |  | existing+tdp | BASE_COALFLEX | DELAYED_ESKOM_2035 |  |  | 60% | 150% | BASE_PMR1b |  | BASE | BASE | BASE | LOW_PMR1b |  | BASE_PMR1b |  | MOD_CNST | MTSAO_BQ | MOD_CNST | UNC | DIESEL_LNG | NO_MIN_GAS | NO_MIN_GAS | BASE | BASE | EAF_60 | none | BASE_PMR1b | IRP24_LOW | RES_MRGN_10 | BASE3
| S329 | 0 |  |  | copt | copt |  |  | 0 |  | none |  |  | [2025, 2029]+list(range(2030,2051,5)) | range(2030,2051,2) | W_P50 | W_P50 | SL_12 | 1 | redz_corridors_eia | copt |  | existing+tdp | BASE_COALFLEX | DELAYED_ESKOM_2035 |  |  | 60% | 100% | BASE_PMR1b |  | BASE | BASE | BASE | LOW_PMR1b |  | BASE_PMR1b |  | MOD_CNST | MTSAO_BQ | MOD_CNST | UNC | DIESEL_LNG | NO_MIN_GAS | NO_MIN_GAS | BASE | BASE | EAF_60 | none | BASE_PMR1b | IRP24_LOW | RES_MRGN_10 | BASE3
| S330 | 0 |  |  | copt | copt |  |  | 0 |  | none |  |  | [2025, 2029]+list(range(2030,2051,5)) | range(2030,2051,2) | W_P50 | W_P50 | SL_12 | 1 | redz_corridors_eia | copt |  | existing+tdp | BASE_COALFLEX | DELAYED_ESKOM_2035 |  |  | 60% | 50% | BASE_PMR1b |  | BASE | BASE | BASE | LOW_PMR1b |  | BASE_PMR1b |  | MOD_CNST | MTSAO_BQ | MOD_CNST | UNC | DIESEL_LNG | NO_MIN_GAS | NO_MIN_GAS | BASE | BASE | EAF_60 | none | BASE_PMR1b | IRP24_LOW | RES_MRGN_10 | BASE3
| S331 | 0 |  |  | copt | copt |  |  | 0 |  | none |  |  | [2025, 2029]+list(range(2030,2051,5)) | range(2030,2051,2) | W_P50 | W_P50 | SL_12 | 1 | redz_corridors_eia | copt |  | existing+tdp | BASE_COALFLEX | DELAYED_ESKOM_2035 |  |  | 50% | 150% | BASE_PMR1b |  | BASE | BASE | BASE | LOW_PMR1b |  | BASE_PMR1b |  | MOD_CNST | MTSAO_BQ | MOD_CNST | UNC | DIESEL_LNG | NO_MIN_GAS | NO_MIN_GAS | BASE | BASE | EAF_60 | none | BASE_PMR1b | IRP24_LOW | RES_MRGN_10 | BASE3
| S332 | 0 |  |  | copt | copt |  |  | 0 |  | none |  |  | [2025, 2029]+list(range(2030,2051,5)) | range(2030,2051,2) | W_P50 | W_P50 | SL_12 | 1 | redz_corridors_eia | copt |  | existing+tdp | BASE_COALFLEX | DELAYED_ESKOM_2035 |  |  | 50% | 100% | BASE_PMR1b |  | BASE | BASE | BASE | LOW_PMR1b |  | BASE_PMR1b |  | MOD_CNST | MTSAO_BQ | MOD_CNST | UNC | DIESEL_LNG | NO_MIN_GAS | NO_MIN_GAS | BASE | BASE | EAF_60 | none | BASE_PMR1b | IRP24_LOW | RES_MRGN_10 | BASE3
| S333 | 0 |  |  | copt | copt |  |  | 0 |  | none |  |  | [2025, 2029]+list(range(2030,2051,5)) | range(2030,2051,2) | W_P50 | W_P50 | SL_12 | 1 | redz_corridors_eia | copt |  | existing+tdp | BASE_COALFLEX | DELAYED_ESKOM_2035 |  |  | 50% | 50% | BASE_PMR1b |  | BASE | BASE | BASE | LOW_PMR1b |  | BASE_PMR1b |  | MOD_CNST | MTSAO_BQ | MOD_CNST | UNC | DIESEL_LNG | NO_MIN_GAS | NO_MIN_GAS | BASE | BASE | EAF_60 | none | BASE_PMR1b | IRP24_LOW | RES_MRGN_10 | BASE3
| S334 | 0 |  |  | copt | copt |  |  | 0 |  | none |  |  | [2025, 2029]+list(range(2030,2051,5)) | range(2030,2051,2) | W_P50 | W_P50 | SL_12 | 1 | redz_corridors_eia | copt |  | existing+tdp | BASE_COALFLEX | DELAYED_ESKOM_2035 |  |  | 40% | 150% | BASE_PMR1b |  | BASE | BASE | BASE | LOW_PMR1b |  | BASE_PMR1b |  | MOD_CNST | MTSAO_BQ | MOD_CNST | UNC | DIESEL_LNG | NO_MIN_GAS | NO_MIN_GAS | BASE | BASE | EAF_60 | none | BASE_PMR1b | IRP24_LOW | RES_MRGN_10 | BASE3
| S335 | 0 |  |  | copt | copt |  |  | 0 |  | none |  |  | [2025, 2029]+list(range(2030,2051,5)) | range(2030,2051,2) | W_P50 | W_P50 | SL_12 | 1 | redz_corridors_eia | copt |  | existing+tdp | BASE_COALFLEX | DELAYED_ESKOM_2035 |  |  | 40% | 100% | BASE_PMR1b |  | BASE | BASE | BASE | LOW_PMR1b |  | BASE_PMR1b |  | MOD_CNST | MTSAO_BQ | MOD_CNST | UNC | DIESEL_LNG | NO_MIN_GAS | NO_MIN_GAS | BASE | BASE | EAF_60 | none | BASE_PMR1b | IRP24_LOW | RES_MRGN_10 | BASE3
| S336 | 0 |  |  | copt | copt |  |  | 0 |  | none |  |  | [2025, 2029]+list(range(2030,2051,5)) | range(2030,2051,2) | W_P50 | W_P50 | SL_12 | 1 | redz_corridors_eia | copt |  | existing+tdp | BASE_COALFLEX | DELAYED_ESKOM_2035 |  |  | 40% | 50% | BASE_PMR1b |  | BASE | BASE | BASE | LOW_PMR1b |  | BASE_PMR1b |  | MOD_CNST | MTSAO_BQ | MOD_CNST | UNC | DIESEL_LNG | NO_MIN_GAS | NO_MIN_GAS | BASE | BASE | EAF_60 | none | BASE_PMR1b | IRP24_LOW | RES_MRGN_10 | BASE3
| S337 | 0 |  | pklein-DESKTOP | copt | copt |  |  | 0 |  | none |  |  | [2025, 2029]+list(range(2030,2051,5)) | range(2030,2051,2) | W_P50 | W_P50 | SL_0 | 1 | redz_corridors_eia | copt |  | existing+tdp | BASE_COALFLEX | DELAYED_ESKOM_2035 |  |  | 70% | 150% | BASE_PMR1b |  | BASE | BASE | BASE | LOW_PMR1b |  | BASE_PMR1b |  | MOD_CNST | MTSAO_BQ | MOD_CNST | UNC | DIESEL_LNG | NO_MIN_GAS | NO_MIN_GAS | BASE | BASE | EAF_60 | none | BASE_PMR1b | IRP24_LOW | RES_MRGN_10 | BASE3
| S338 | 0 |  |  | copt | copt |  |  | 0 |  | none |  |  | [2025, 2029]+list(range(2030,2051,5)) | range(2030,2051,2) | W_P50 | W_P50 | SL_0 | 1 | redz_corridors_eia | copt |  | existing+tdp | BASE_COALFLEX | DELAYED_ESKOM_2035 |  |  | 70% | 100% | BASE_PMR1b |  | BASE | BASE | BASE | LOW_PMR1b |  | BASE_PMR1b |  | MOD_CNST | MTSAO_BQ | MOD_CNST | UNC | DIESEL_LNG | NO_MIN_GAS | NO_MIN_GAS | BASE | BASE | EAF_60 | none | BASE_PMR1b | IRP24_LOW | RES_MRGN_10 | BASE3
| S339 | 0 |  |  | copt | copt |  |  | 0 |  | none |  |  | [2025, 2029]+list(range(2030,2051,5)) | range(2030,2051,2) | W_P50 | W_P50 | SL_0 | 1 | redz_corridors_eia | copt |  | existing+tdp | BASE_COALFLEX | DELAYED_ESKOM_2035 |  |  | 70% | 50% | BASE_PMR1b |  | BASE | BASE | BASE | LOW_PMR1b |  | BASE_PMR1b |  | MOD_CNST | MTSAO_BQ | MOD_CNST | UNC | DIESEL_LNG | NO_MIN_GAS | NO_MIN_GAS | BASE | BASE | EAF_60 | none | BASE_PMR1b | IRP24_LOW | RES_MRGN_10 | BASE3
| S340 | 0 |  |  | copt | copt |  |  | 0 |  | none |  |  | [2025, 2029]+list(range(2030,2051,5)) | range(2030,2051,2) | W_P50 | W_P50 | SL_0 | 1 | redz_corridors_eia | copt |  | existing+tdp | BASE_COALFLEX | DELAYED_ESKOM_2035 |  |  | 60% | 150% | BASE_PMR1b |  | BASE | BASE | BASE | LOW_PMR1b |  | BASE_PMR1b |  | MOD_CNST | MTSAO_BQ | MOD_CNST | UNC | DIESEL_LNG | NO_MIN_GAS | NO_MIN_GAS | BASE | BASE | EAF_60 | none | BASE_PMR1b | IRP24_LOW | RES_MRGN_10 | BASE3
| S341 | 0 |  |  | copt | copt |  |  | 0 |  | none |  |  | [2025, 2029]+list(range(2030,2051,5)) | range(2030,2051,2) | W_P50 | W_P50 | SL_0 | 1 | redz_corridors_eia | copt |  | existing+tdp | BASE_COALFLEX | DELAYED_ESKOM_2035 |  |  | 60% | 100% | BASE_PMR1b |  | BASE | BASE | BASE | LOW_PMR1b |  | BASE_PMR1b |  | MOD_CNST | MTSAO_BQ | MOD_CNST | UNC | DIESEL_LNG | NO_MIN_GAS | NO_MIN_GAS | BASE | BASE | EAF_60 | none | BASE_PMR1b | IRP24_LOW | RES_MRGN_10 | BASE3
| S342 | 0 |  |  | copt | copt |  |  | 0 |  | none |  |  | [2025, 2029]+list(range(2030,2051,5)) | range(2030,2051,2) | W_P50 | W_P50 | SL_0 | 1 | redz_corridors_eia | copt |  | existing+tdp | BASE_COALFLEX | DELAYED_ESKOM_2035 |  |  | 60% | 50% | BASE_PMR1b |  | BASE | BASE | BASE | LOW_PMR1b |  | BASE_PMR1b |  | MOD_CNST | MTSAO_BQ | MOD_CNST | UNC | DIESEL_LNG | NO_MIN_GAS | NO_MIN_GAS | BASE | BASE | EAF_60 | none | BASE_PMR1b | IRP24_LOW | RES_MRGN_10 | BASE3
| S343 | 0 |  |  | copt | copt |  |  | 0 |  | none |  |  | [2025, 2029]+list(range(2030,2051,5)) | range(2030,2051,2) | W_P50 | W_P50 | SL_0 | 1 | redz_corridors_eia | copt |  | existing+tdp | BASE_COALFLEX | DELAYED_ESKOM_2035 |  |  | 50% | 150% | BASE_PMR1b |  | BASE | BASE | BASE | LOW_PMR1b |  | BASE_PMR1b |  | MOD_CNST | MTSAO_BQ | MOD_CNST | UNC | DIESEL_LNG | NO_MIN_GAS | NO_MIN_GAS | BASE | BASE | EAF_60 | none | BASE_PMR1b | IRP24_LOW | RES_MRGN_10 | BASE3
| S344 | 0 |  |  | copt | copt |  |  | 0 |  | none |  |  | [2025, 2029]+list(range(2030,2051,5)) | range(2030,2051,2) | W_P50 | W_P50 | SL_0 | 1 | redz_corridors_eia | copt |  | existing+tdp | BASE_COALFLEX | DELAYED_ESKOM_2035 |  |  | 50% | 100% | BASE_PMR1b |  | BASE | BASE | BASE | LOW_PMR1b |  | BASE_PMR1b |  | MOD_CNST | MTSAO_BQ | MOD_CNST | UNC | DIESEL_LNG | NO_MIN_GAS | NO_MIN_GAS | BASE | BASE | EAF_60 | none | BASE_PMR1b | IRP24_LOW | RES_MRGN_10 | BASE3
| S345 | 0 |  |  | copt | copt |  |  | 0 |  | none |  |  | [2025, 2029]+list(range(2030,2051,5)) | range(2030,2051,2) | W_P50 | W_P50 | SL_0 | 1 | redz_corridors_eia | copt |  | existing+tdp | BASE_COALFLEX | DELAYED_ESKOM_2035 |  |  | 50% | 50% | BASE_PMR1b |  | BASE | BASE | BASE | LOW_PMR1b |  | BASE_PMR1b |  | MOD_CNST | MTSAO_BQ | MOD_CNST | UNC | DIESEL_LNG | NO_MIN_GAS | NO_MIN_GAS | BASE | BASE | EAF_60 | none | BASE_PMR1b | IRP24_LOW | RES_MRGN_10 | BASE3
| S346 | 0 |  |  | copt | copt |  |  | 0 |  | none |  |  | [2025, 2029]+list(range(2030,2051,5)) | range(2030,2051,2) | W_P50 | W_P50 | SL_0 | 1 | redz_corridors_eia | copt |  | existing+tdp | BASE_COALFLEX | DELAYED_ESKOM_2035 |  |  | 40% | 150% | BASE_PMR1b |  | BASE | BASE | BASE | LOW_PMR1b |  | BASE_PMR1b |  | MOD_CNST | MTSAO_BQ | MOD_CNST | UNC | DIESEL_LNG | NO_MIN_GAS | NO_MIN_GAS | BASE | BASE | EAF_60 | none | BASE_PMR1b | IRP24_LOW | RES_MRGN_10 | BASE3
| S347 | 0 |  |  | copt | copt |  |  | 0 |  | none |  |  | [2025, 2029]+list(range(2030,2051,5)) | range(2030,2051,2) | W_P50 | W_P50 | SL_0 | 1 | redz_corridors_eia | copt |  | existing+tdp | BASE_COALFLEX | DELAYED_ESKOM_2035 |  |  | 40% | 100% | BASE_PMR1b |  | BASE | BASE | BASE | LOW_PMR1b |  | BASE_PMR1b |  | MOD_CNST | MTSAO_BQ | MOD_CNST | UNC | DIESEL_LNG | NO_MIN_GAS | NO_MIN_GAS | BASE | BASE | EAF_60 | none | BASE_PMR1b | IRP24_LOW | RES_MRGN_10 | BASE3
| S348 | 0 |  |  | copt | copt |  |  | 0 |  | none |  |  | [2025, 2029]+list(range(2030,2051,5)) | range(2030,2051,2) | W_P50 | W_P50 | SL_0 | 1 | redz_corridors_eia | copt |  | existing+tdp | BASE_COALFLEX | DELAYED_ESKOM_2035 |  |  | 40% | 50% | BASE_PMR1b |  | BASE | BASE | BASE | LOW_PMR1b |  | BASE_PMR1b |  | MOD_CNST | MTSAO_BQ | MOD_CNST | UNC | DIESEL_LNG | NO_MIN_GAS | NO_MIN_GAS | BASE | BASE | EAF_60 | none | BASE_PMR1b | IRP24_LOW | RES_MRGN_10 | BASE3
| S349 | 0 |  |  | copt | copt |  |  | 0 |  | none |  |  | [2025, 2029]+list(range(2030,2051,5)) | range(2030,2051,2) | W_P50 | W_P50 | SL_1 | 1 | redz_corridors_eia | copt |  | existing+tdp | BASE_COALFLEX | DELAYED_ESKOM_2035 |  |  | 70% | 150% | BASE_PMR1b |  | BASE | BASE | BASE | LOW_PMR1b |  | BASE_PMR1b |  | MOD_CNST | MTSAO_BQ | MOD_CNST | UNC | DIESEL_LNG | NO_MIN_GAS | NO_MIN_GAS | BASE | BASE | EAF_60 | none | BASE_PMR1b | IRP24_LOW | RES_MRGN_10 | BASE3
| S350 | 0 |  |  | copt | copt |  |  | 0 |  | none |  |  | [2025, 2029]+list(range(2030,2051,5)) | range(2030,2051,2) | W_P50 | W_P50 | SL_1 | 1 | redz_corridors_eia | copt |  | existing+tdp | BASE_COALFLEX | DELAYED_ESKOM_2035 |  |  | 70% | 100% | BASE_PMR1b |  | BASE | BASE | BASE | LOW_PMR1b |  | BASE_PMR1b |  | MOD_CNST | MTSAO_BQ | MOD_CNST | UNC | DIESEL_LNG | NO_MIN_GAS | NO_MIN_GAS | BASE | BASE | EAF_60 | none | BASE_PMR1b | IRP24_LOW | RES_MRGN_10 | BASE3
| S351 | 0 |  |  | copt | copt |  |  | 0 |  | none |  |  | [2025, 2029]+list(range(2030,2051,5)) | range(2030,2051,2) | W_P50 | W_P50 | SL_1 | 1 | redz_corridors_eia | copt |  | existing+tdp | BASE_COALFLEX | DELAYED_ESKOM_2035 |  |  | 70% | 50% | BASE_PMR1b |  | BASE | BASE | BASE | LOW_PMR1b |  | BASE_PMR1b |  | MOD_CNST | MTSAO_BQ | MOD_CNST | UNC | DIESEL_LNG | NO_MIN_GAS | NO_MIN_GAS | BASE | BASE | EAF_60 | none | BASE_PMR1b | IRP24_LOW | RES_MRGN_10 | BASE3
| S352 | 0 |  |  | copt | copt |  |  | 0 |  | none |  |  | [2025, 2029]+list(range(2030,2051,5)) | range(2030,2051,2) | W_P50 | W_P50 | SL_1 | 1 | redz_corridors_eia | copt |  | existing+tdp | BASE_COALFLEX | DELAYED_ESKOM_2035 |  |  | 60% | 150% | BASE_PMR1b |  | BASE | BASE | BASE | LOW_PMR1b |  | BASE_PMR1b |  | MOD_CNST | MTSAO_BQ | MOD_CNST | UNC | DIESEL_LNG | NO_MIN_GAS | NO_MIN_GAS | BASE | BASE | EAF_60 | none | BASE_PMR1b | IRP24_LOW | RES_MRGN_10 | BASE3
| S353 | 0 |  |  | copt | copt |  |  | 0 |  | none |  |  | [2025, 2029]+list(range(2030,2051,5)) | range(2030,2051,2) | W_P50 | W_P50 | SL_1 | 1 | redz_corridors_eia | copt |  | existing+tdp | BASE_COALFLEX | DELAYED_ESKOM_2035 |  |  | 60% | 100% | BASE_PMR1b |  | BASE | BASE | BASE | LOW_PMR1b |  | BASE_PMR1b |  | MOD_CNST | MTSAO_BQ | MOD_CNST | UNC | DIESEL_LNG | NO_MIN_GAS | NO_MIN_GAS | BASE | BASE | EAF_60 | none | BASE_PMR1b | IRP24_LOW | RES_MRGN_10 | BASE3
| S354 | 0 |  |  | copt | copt |  |  | 0 |  | none |  |  | [2025, 2029]+list(range(2030,2051,5)) | range(2030,2051,2) | W_P50 | W_P50 | SL_1 | 1 | redz_corridors_eia | copt |  | existing+tdp | BASE_COALFLEX | DELAYED_ESKOM_2035 |  |  | 60% | 50% | BASE_PMR1b |  | BASE | BASE | BASE | LOW_PMR1b |  | BASE_PMR1b |  | MOD_CNST | MTSAO_BQ | MOD_CNST | UNC | DIESEL_LNG | NO_MIN_GAS | NO_MIN_GAS | BASE | BASE | EAF_60 | none | BASE_PMR1b | IRP24_LOW | RES_MRGN_10 | BASE3
| S355 | 0 |  |  | copt | copt |  |  | 0 |  | none |  |  | [2025, 2029]+list(range(2030,2051,5)) | range(2030,2051,2) | W_P50 | W_P50 | SL_1 | 1 | redz_corridors_eia | copt |  | existing+tdp | BASE_COALFLEX | DELAYED_ESKOM_2035 |  |  | 50% | 150% | BASE_PMR1b |  | BASE | BASE | BASE | LOW_PMR1b |  | BASE_PMR1b |  | MOD_CNST | MTSAO_BQ | MOD_CNST | UNC | DIESEL_LNG | NO_MIN_GAS | NO_MIN_GAS | BASE | BASE | EAF_60 | none | BASE_PMR1b | IRP24_LOW | RES_MRGN_10 | BASE3
| S356 | 0 |  |  | copt | copt |  |  | 0 |  | none |  |  | [2025, 2029]+list(range(2030,2051,5)) | range(2030,2051,2) | W_P50 | W_P50 | SL_1 | 1 | redz_corridors_eia | copt |  | existing+tdp | BASE_COALFLEX | DELAYED_ESKOM_2035 |  |  | 50% | 100% | BASE_PMR1b |  | BASE | BASE | BASE | LOW_PMR1b |  | BASE_PMR1b |  | MOD_CNST | MTSAO_BQ | MOD_CNST | UNC | DIESEL_LNG | NO_MIN_GAS | NO_MIN_GAS | BASE | BASE | EAF_60 | none | BASE_PMR1b | IRP24_LOW | RES_MRGN_10 | BASE3
| S357 | 0 |  |  | copt | copt |  |  | 0 |  | none |  |  | [2025, 2029]+list(range(2030,2051,5)) | range(2030,2051,2) | W_P50 | W_P50 | SL_1 | 1 | redz_corridors_eia | copt |  | existing+tdp | BASE_COALFLEX | DELAYED_ESKOM_2035 |  |  | 50% | 50% | BASE_PMR1b |  | BASE | BASE | BASE | LOW_PMR1b |  | BASE_PMR1b |  | MOD_CNST | MTSAO_BQ | MOD_CNST | UNC | DIESEL_LNG | NO_MIN_GAS | NO_MIN_GAS | BASE | BASE | EAF_60 | none | BASE_PMR1b | IRP24_LOW | RES_MRGN_10 | BASE3
| S358 | 0 |  |  | copt | copt |  |  | 0 |  | none |  |  | [2025, 2029]+list(range(2030,2051,5)) | range(2030,2051,2) | W_P50 | W_P50 | SL_1 | 1 | redz_corridors_eia | copt |  | existing+tdp | BASE_COALFLEX | DELAYED_ESKOM_2035 |  |  | 40% | 150% | BASE_PMR1b |  | BASE | BASE | BASE | LOW_PMR1b |  | BASE_PMR1b |  | MOD_CNST | MTSAO_BQ | MOD_CNST | UNC | DIESEL_LNG | NO_MIN_GAS | NO_MIN_GAS | BASE | BASE | EAF_60 | none | BASE_PMR1b | IRP24_LOW | RES_MRGN_10 | BASE3
| S359 | 0 |  |  | copt | copt |  |  | 0 |  | none |  |  | [2025, 2029]+list(range(2030,2051,5)) | range(2030,2051,2) | W_P50 | W_P50 | SL_1 | 1 | redz_corridors_eia | copt |  | existing+tdp | BASE_COALFLEX | DELAYED_ESKOM_2035 |  |  | 40% | 100% | BASE_PMR1b |  | BASE | BASE | BASE | LOW_PMR1b |  | BASE_PMR1b |  | MOD_CNST | MTSAO_BQ | MOD_CNST | UNC | DIESEL_LNG | NO_MIN_GAS | NO_MIN_GAS | BASE | BASE | EAF_60 | none | BASE_PMR1b | IRP24_LOW | RES_MRGN_10 | BASE3
| S360 | 0 |  |  | copt | copt |  |  | 0 |  | none |  |  | [2025, 2029]+list(range(2030,2051,5)) | range(2030,2051,2) | W_P50 | W_P50 | SL_1 | 1 | redz_corridors_eia | copt |  | existing+tdp | BASE_COALFLEX | DELAYED_ESKOM_2035 |  |  | 40% | 50% | BASE_PMR1b |  | BASE | BASE | BASE | LOW_PMR1b |  | BASE_PMR1b |  | MOD_CNST | MTSAO_BQ | MOD_CNST | UNC | DIESEL_LNG | NO_MIN_GAS | NO_MIN_GAS | BASE | BASE | EAF_60 | none | BASE_PMR1b | IRP24_LOW | RES_MRGN_10 | BASE3
| S361 | 0 |  |  | copt | copt |  |  | 0 |  | none |  |  | [2025, 2029]+list(range(2030,2051,5)) | range(2030,2051,2) | W_P50 | W_P50 | SL_6 | 1 | redz_corridors_eia | copt |  | existing+tdp | BASE_COALFLEX | DELAYED_ESKOM_2035 |  |  | 70% | 150% | BASE_PMR1b |  | BASE | BASE | BASE | LOW_PMR1b |  | BASE_PMR1b |  | MOD_CNST | MTSAO_BQ | MOD_CNST | UNC | DIESEL_LNG | NO_MIN_GAS | NO_MIN_GAS | BASE | BASE | EAF_60 | none | BASE_PMR1b | IRP24_LOW | RES_MRGN_10 | BASE3
| S362 | 0 |  |  | copt | copt |  |  | 0 |  | none |  |  | [2025, 2029]+list(range(2030,2051,5)) | range(2030,2051,2) | W_P50 | W_P50 | SL_6 | 1 | redz_corridors_eia | copt |  | existing+tdp | BASE_COALFLEX | DELAYED_ESKOM_2035 |  |  | 70% | 100% | BASE_PMR1b |  | BASE | BASE | BASE | LOW_PMR1b |  | BASE_PMR1b |  | MOD_CNST | MTSAO_BQ | MOD_CNST | UNC | DIESEL_LNG | NO_MIN_GAS | NO_MIN_GAS | BASE | BASE | EAF_60 | none | BASE_PMR1b | IRP24_LOW | RES_MRGN_10 | BASE3
| S363 | 0 |  |  | copt | copt |  |  | 0 |  | none |  |  | [2025, 2029]+list(range(2030,2051,5)) | range(2030,2051,2) | W_P50 | W_P50 | SL_6 | 1 | redz_corridors_eia | copt |  | existing+tdp | BASE_COALFLEX | DELAYED_ESKOM_2035 |  |  | 70% | 50% | BASE_PMR1b |  | BASE | BASE | BASE | LOW_PMR1b |  | BASE_PMR1b |  | MOD_CNST | MTSAO_BQ | MOD_CNST | UNC | DIESEL_LNG | NO_MIN_GAS | NO_MIN_GAS | BASE | BASE | EAF_60 | none | BASE_PMR1b | IRP24_LOW | RES_MRGN_10 | BASE3
| S364 | 0 |  |  | copt | copt |  |  | 0 |  | none |  |  | [2025, 2029]+list(range(2030,2051,5)) | range(2030,2051,2) | W_P50 | W_P50 | SL_6 | 1 | redz_corridors_eia | copt |  | existing+tdp | BASE_COALFLEX | DELAYED_ESKOM_2035 |  |  | 60% | 150% | BASE_PMR1b |  | BASE | BASE | BASE | LOW_PMR1b |  | BASE_PMR1b |  | MOD_CNST | MTSAO_BQ | MOD_CNST | UNC | DIESEL_LNG | NO_MIN_GAS | NO_MIN_GAS | BASE | BASE | EAF_60 | none | BASE_PMR1b | IRP24_LOW | RES_MRGN_10 | BASE3
| S365 | 0 |  |  | copt | copt |  |  | 0 |  | none |  |  | [2025, 2029]+list(range(2030,2051,5)) | range(2030,2051,2) | W_P50 | W_P50 | SL_6 | 1 | redz_corridors_eia | copt |  | existing+tdp | BASE_COALFLEX | DELAYED_ESKOM_2035 |  |  | 60% | 100% | BASE_PMR1b |  | BASE | BASE | BASE | LOW_PMR1b |  | BASE_PMR1b |  | MOD_CNST | MTSAO_BQ | MOD_CNST | UNC | DIESEL_LNG | NO_MIN_GAS | NO_MIN_GAS | BASE | BASE | EAF_60 | none | BASE_PMR1b | IRP24_LOW | RES_MRGN_10 | BASE3
| S366 | 0 |  |  | copt | copt |  |  | 0 |  | none |  |  | [2025, 2029]+list(range(2030,2051,5)) | range(2030,2051,2) | W_P50 | W_P50 | SL_6 | 1 | redz_corridors_eia | copt |  | existing+tdp | BASE_COALFLEX | DELAYED_ESKOM_2035 |  |  | 60% | 50% | BASE_PMR1b |  | BASE | BASE | BASE | LOW_PMR1b |  | BASE_PMR1b |  | MOD_CNST | MTSAO_BQ | MOD_CNST | UNC | DIESEL_LNG | NO_MIN_GAS | NO_MIN_GAS | BASE | BASE | EAF_60 | none | BASE_PMR1b | IRP24_LOW | RES_MRGN_10 | BASE3
| S367 | 0 |  |  | copt | copt |  |  | 0 |  | none |  |  | [2025, 2029]+list(range(2030,2051,5)) | range(2030,2051,2) | W_P50 | W_P50 | SL_6 | 1 | redz_corridors_eia | copt |  | existing+tdp | BASE_COALFLEX | DELAYED_ESKOM_2035 |  |  | 50% | 150% | BASE_PMR1b |  | BASE | BASE | BASE | LOW_PMR1b |  | BASE_PMR1b |  | MOD_CNST | MTSAO_BQ | MOD_CNST | UNC | DIESEL_LNG | NO_MIN_GAS | NO_MIN_GAS | BASE | BASE | EAF_60 | none | BASE_PMR1b | IRP24_LOW | RES_MRGN_10 | BASE3
| S368 | 0 |  |  | copt | copt |  |  | 0 |  | none |  |  | [2025, 2029]+list(range(2030,2051,5)) | range(2030,2051,2) | W_P50 | W_P50 | SL_6 | 1 | redz_corridors_eia | copt |  | existing+tdp | BASE_COALFLEX | DELAYED_ESKOM_2035 |  |  | 50% | 100% | BASE_PMR1b |  | BASE | BASE | BASE | LOW_PMR1b |  | BASE_PMR1b |  | MOD_CNST | MTSAO_BQ | MOD_CNST | UNC | DIESEL_LNG | NO_MIN_GAS | NO_MIN_GAS | BASE | BASE | EAF_60 | none | BASE_PMR1b | IRP24_LOW | RES_MRGN_10 | BASE3
| S369 | 0 |  |  | copt | copt |  |  | 0 |  | none |  |  | [2025, 2029]+list(range(2030,2051,5)) | range(2030,2051,2) | W_P50 | W_P50 | SL_6 | 1 | redz_corridors_eia | copt |  | existing+tdp | BASE_COALFLEX | DELAYED_ESKOM_2035 |  |  | 50% | 50% | BASE_PMR1b |  | BASE | BASE | BASE | LOW_PMR1b |  | BASE_PMR1b |  | MOD_CNST | MTSAO_BQ | MOD_CNST | UNC | DIESEL_LNG | NO_MIN_GAS | NO_MIN_GAS | BASE | BASE | EAF_60 | none | BASE_PMR1b | IRP24_LOW | RES_MRGN_10 | BASE3
| S370 | 0 |  |  | copt | copt |  |  | 0 |  | none |  |  | [2025, 2029]+list(range(2030,2051,5)) | range(2030,2051,2) | W_P50 | W_P50 | SL_6 | 1 | redz_corridors_eia | copt |  | existing+tdp | BASE_COALFLEX | DELAYED_ESKOM_2035 |  |  | 40% | 150% | BASE_PMR1b |  | BASE | BASE | BASE | LOW_PMR1b |  | BASE_PMR1b |  | MOD_CNST | MTSAO_BQ | MOD_CNST | UNC | DIESEL_LNG | NO_MIN_GAS | NO_MIN_GAS | BASE | BASE | EAF_60 | none | BASE_PMR1b | IRP24_LOW | RES_MRGN_10 | BASE3
| S371 | 0 |  |  | copt | copt |  |  | 0 |  | none |  |  | [2025, 2029]+list(range(2030,2051,5)) | range(2030,2051,2) | W_P50 | W_P50 | SL_6 | 1 | redz_corridors_eia | copt |  | existing+tdp | BASE_COALFLEX | DELAYED_ESKOM_2035 |  |  | 40% | 100% | BASE_PMR1b |  | BASE | BASE | BASE | LOW_PMR1b |  | BASE_PMR1b |  | MOD_CNST | MTSAO_BQ | MOD_CNST | UNC | DIESEL_LNG | NO_MIN_GAS | NO_MIN_GAS | BASE | BASE | EAF_60 | none | BASE_PMR1b | IRP24_LOW | RES_MRGN_10 | BASE3
| S372 | 0 |  |  | copt | copt |  |  | 0 |  | none |  |  | [2025, 2029]+list(range(2030,2051,5)) | range(2030,2051,2) | W_P50 | W_P50 | SL_6 | 1 | redz_corridors_eia | copt |  | existing+tdp | BASE_COALFLEX | DELAYED_ESKOM_2035 |  |  | 40% | 50% | BASE_PMR1b |  | BASE | BASE | BASE | LOW_PMR1b |  | BASE_PMR1b |  | MOD_CNST | MTSAO_BQ | MOD_CNST | UNC | DIESEL_LNG | NO_MIN_GAS | NO_MIN_GAS | BASE | BASE | EAF_60 | none | BASE_PMR1b | IRP24_LOW | RES_MRGN_10 | BASE3
| S373 | 0 |  |  | copt | copt |  |  | 0 |  | none |  |  | [2025, 2029]+list(range(2030,2051,5)) | range(2030,2051,2) | W_P50 | W_P50 | SL_12 | 1 | redz_corridors_eia | copt |  | existing+tdp | BASE_COALFLEX | DELAYED_ESKOM_2035 |  |  | 70% | 150% | BASE_PMR1b |  | BASE | BASE | BASE | LOW_PMR1b |  | BASE_PMR1b |  | MOD_CNST | MTSAO_BQ | MOD_CNST | UNC | DIESEL_LNG | NO_MIN_GAS | NO_MIN_GAS | BASE | BASE | EAF_60 | none | BASE_PMR1b | IRP24_LOW | RES_MRGN_10 | BASE3
| S374 | 0 |  |  | copt | copt |  |  | 0 |  | none |  |  | [2025, 2029]+list(range(2030,2051,5)) | range(2030,2051,2) | W_P50 | W_P50 | SL_12 | 1 | redz_corridors_eia | copt |  | existing+tdp | BASE_COALFLEX | DELAYED_ESKOM_2035 |  |  | 70% | 100% | BASE_PMR1b |  | BASE | BASE | BASE | LOW_PMR1b |  | BASE_PMR1b |  | MOD_CNST | MTSAO_BQ | MOD_CNST | UNC | DIESEL_LNG | NO_MIN_GAS | NO_MIN_GAS | BASE | BASE | EAF_60 | none | BASE_PMR1b | IRP24_LOW | RES_MRGN_10 | BASE3
| S375 | 0 |  |  | copt | copt |  |  | 0 |  | none |  |  | [2025, 2029]+list(range(2030,2051,5)) | range(2030,2051,2) | W_P50 | W_P50 | SL_12 | 1 | redz_corridors_eia | copt |  | existing+tdp | BASE_COALFLEX | DELAYED_ESKOM_2035 |  |  | 70% | 50% | BASE_PMR1b |  | BASE | BASE | BASE | LOW_PMR1b |  | BASE_PMR1b |  | MOD_CNST | MTSAO_BQ | MOD_CNST | UNC | DIESEL_LNG | NO_MIN_GAS | NO_MIN_GAS | BASE | BASE | EAF_60 | none | BASE_PMR1b | IRP24_LOW | RES_MRGN_10 | BASE3
| S376 | 0 |  |  | copt | copt |  |  | 0 |  | none |  |  | [2025, 2029]+list(range(2030,2051,5)) | range(2030,2051,2) | W_P50 | W_P50 | SL_12 | 1 | redz_corridors_eia | copt |  | existing+tdp | BASE_COALFLEX | DELAYED_ESKOM_2035 |  |  | 60% | 150% | BASE_PMR1b |  | BASE | BASE | BASE | LOW_PMR1b |  | BASE_PMR1b |  | MOD_CNST | MTSAO_BQ | MOD_CNST | UNC | DIESEL_LNG | NO_MIN_GAS | NO_MIN_GAS | BASE | BASE | EAF_60 | none | BASE_PMR1b | IRP24_LOW | RES_MRGN_10 | BASE3
| S377 | 0 |  |  | copt | copt |  |  | 0 |  | none |  |  | [2025, 2029]+list(range(2030,2051,5)) | range(2030,2051,2) | W_P50 | W_P50 | SL_12 | 1 | redz_corridors_eia | copt |  | existing+tdp | BASE_COALFLEX | DELAYED_ESKOM_2035 |  |  | 60% | 100% | BASE_PMR1b |  | BASE | BASE | BASE | LOW_PMR1b |  | BASE_PMR1b |  | MOD_CNST | MTSAO_BQ | MOD_CNST | UNC | DIESEL_LNG | NO_MIN_GAS | NO_MIN_GAS | BASE | BASE | EAF_60 | none | BASE_PMR1b | IRP24_LOW | RES_MRGN_10 | BASE3
| S378 | 0 |  |  | copt | copt |  |  | 0 |  | none |  |  | [2025, 2029]+list(range(2030,2051,5)) | range(2030,2051,2) | W_P50 | W_P50 | SL_12 | 1 | redz_corridors_eia | copt |  | existing+tdp | BASE_COALFLEX | DELAYED_ESKOM_2035 |  |  | 60% | 50% | BASE_PMR1b |  | BASE | BASE | BASE | LOW_PMR1b |  | BASE_PMR1b |  | MOD_CNST | MTSAO_BQ | MOD_CNST | UNC | DIESEL_LNG | NO_MIN_GAS | NO_MIN_GAS | BASE | BASE | EAF_60 | none | BASE_PMR1b | IRP24_LOW | RES_MRGN_10 | BASE3
| S379 | 0 |  |  | copt | copt |  |  | 0 |  | none |  |  | [2025, 2029]+list(range(2030,2051,5)) | range(2030,2051,2) | W_P50 | W_P50 | SL_12 | 1 | redz_corridors_eia | copt |  | existing+tdp | BASE_COALFLEX | DELAYED_ESKOM_2035 |  |  | 50% | 150% | BASE_PMR1b |  | BASE | BASE | BASE | LOW_PMR1b |  | BASE_PMR1b |  | MOD_CNST | MTSAO_BQ | MOD_CNST | UNC | DIESEL_LNG | NO_MIN_GAS | NO_MIN_GAS | BASE | BASE | EAF_60 | none | BASE_PMR1b | IRP24_LOW | RES_MRGN_10 | BASE3
| S380 | 0 |  |  | copt | copt |  |  | 0 |  | none |  |  | [2025, 2029]+list(range(2030,2051,5)) | range(2030,2051,2) | W_P50 | W_P50 | SL_12 | 1 | redz_corridors_eia | copt |  | existing+tdp | BASE_COALFLEX | DELAYED_ESKOM_2035 |  |  | 50% | 100% | BASE_PMR1b |  | BASE | BASE | BASE | LOW_PMR1b |  | BASE_PMR1b |  | MOD_CNST | MTSAO_BQ | MOD_CNST | UNC | DIESEL_LNG | NO_MIN_GAS | NO_MIN_GAS | BASE | BASE | EAF_60 | none | BASE_PMR1b | IRP24_LOW | RES_MRGN_10 | BASE3
| S381 | 0 |  |  | copt | copt |  |  | 0 |  | none |  |  | [2025, 2029]+list(range(2030,2051,5)) | range(2030,2051,2) | W_P50 | W_P50 | SL_12 | 1 | redz_corridors_eia | copt |  | existing+tdp | BASE_COALFLEX | DELAYED_ESKOM_2035 |  |  | 50% | 50% | BASE_PMR1b |  | BASE | BASE | BASE | LOW_PMR1b |  | BASE_PMR1b |  | MOD_CNST | MTSAO_BQ | MOD_CNST | UNC | DIESEL_LNG | NO_MIN_GAS | NO_MIN_GAS | BASE | BASE | EAF_60 | none | BASE_PMR1b | IRP24_LOW | RES_MRGN_10 | BASE3
| S382 | 0 |  |  | copt | copt |  |  | 0 |  | none |  |  | [2025, 2029]+list(range(2030,2051,5)) | range(2030,2051,2) | W_P50 | W_P50 | SL_12 | 1 | redz_corridors_eia | copt |  | existing+tdp | BASE_COALFLEX | DELAYED_ESKOM_2035 |  |  | 40% | 150% | BASE_PMR1b |  | BASE | BASE | BASE | LOW_PMR1b |  | BASE_PMR1b |  | MOD_CNST | MTSAO_BQ | MOD_CNST | UNC | DIESEL_LNG | NO_MIN_GAS | NO_MIN_GAS | BASE | BASE | EAF_60 | none | BASE_PMR1b | IRP24_LOW | RES_MRGN_10 | BASE3
| S383 | 0 |  |  | copt | copt |  |  | 0 |  | none |  |  | [2025, 2029]+list(range(2030,2051,5)) | range(2030,2051,2) | W_P50 | W_P50 | SL_12 | 1 | redz_corridors_eia | copt |  | existing+tdp | BASE_COALFLEX | DELAYED_ESKOM_2035 |  |  | 40% | 100% | BASE_PMR1b |  | BASE | BASE | BASE | LOW_PMR1b |  | BASE_PMR1b |  | MOD_CNST | MTSAO_BQ | MOD_CNST | UNC | DIESEL_LNG | NO_MIN_GAS | NO_MIN_GAS | BASE | BASE | EAF_60 | none | BASE_PMR1b | IRP24_LOW | RES_MRGN_10 | BASE3
| S384 | 0 |  |  | copt | copt |  |  | 0 |  | none |  |  | [2025, 2029]+list(range(2030,2051,5)) | range(2030,2051,2) | W_P50 | W_P50 | SL_12 | 1 | redz_corridors_eia | copt |  | existing+tdp | BASE_COALFLEX | DELAYED_ESKOM_2035 |  |  | 40% | 50% | BASE_PMR1b |  | BASE | BASE | BASE | LOW_PMR1b |  | BASE_PMR1b |  | MOD_CNST | MTSAO_BQ | MOD_CNST | UNC | DIESEL_LNG | NO_MIN_GAS | NO_MIN_GAS | BASE | BASE | EAF_60 | none | BASE_PMR1b | IRP24_LOW | RES_MRGN_10 | BASE3
| S385 | 0 |  | pklein-DESKTOP | copt | copt |  |  | 0 |  | none |  |  | [2025, 2029]+list(range(2030,2051,5)) | range(2030,2051,2) | W_P50 | W_P50 | SL_0 | 1 | redz_corridors_eia | copt | LC | existing+tdp | BASE_COALFLEX | DELAYED_ESKOM_2035 |  |  | 70% | 150% | BASE_PMR1b | FS_2045 | BASE | BASE | BASE | BASE_PMR1b |  | BASE_PMR1b | FS_2045 | MOD_CNST | MTSAO_BQ | MOD_CNST | UNC | DIESEL_LNG | NO_MIN_GAS | NO_MIN_GAS | BASE | BASE | EAF_60 | none | none | IRP24_LOW | RES_MRGN_10 | BASE3
| S386 | 0 |  |  | copt | copt |  |  | 0 |  | none |  |  | [2025, 2029]+list(range(2030,2051,5)) | range(2030,2051,2) | W_P50 | W_P50 | SL_0 | 1 | redz_corridors_eia | copt | LC | existing+tdp | BASE_COALFLEX | DELAYED_ESKOM_2035 |  |  | 70% | 100% | BASE_PMR1b |  | BASE | BASE | BASE | BASE_PMR1b |  | BASE_PMR1b |  | MOD_CNST | MTSAO_BQ | MOD_CNST | UNC | DIESEL_LNG | NO_MIN_GAS | NO_MIN_GAS | BASE | BASE | EAF_60 | none | none | IRP24_LOW | RES_MRGN_10 | BASE3
| S387 | 0 |  |  | copt | copt |  |  | 0 |  | none |  |  | [2025, 2029]+list(range(2030,2051,5)) | range(2030,2051,2) | W_P50 | W_P50 | SL_0 | 1 | redz_corridors_eia | copt |  | existing+tdp | BASE_COALFLEX | DELAYED_ESKOM_2035 |  |  | 70% | 50% | BASE_PMR1b |  | BASE | BASE | BASE | BASE_PMR1b |  | BASE_PMR1b |  | MOD_CNST | MTSAO_BQ | MOD_CNST | UNC | DIESEL_LNG | NO_MIN_GAS | NO_MIN_GAS | BASE | BASE | EAF_60 | none | none | IRP24_LOW | RES_MRGN_10 | BASE3
| S388 | 0 |  |  | copt | copt |  |  | 0 |  | none |  |  | [2025, 2029]+list(range(2030,2051,5)) | range(2030,2051,2) | W_P50 | W_P50 | SL_0 | 1 | redz_corridors_eia | copt |  | existing+tdp | BASE_COALFLEX | DELAYED_ESKOM_2035 |  |  | 60% | 150% | BASE_PMR1b |  | BASE | BASE | BASE | BASE_PMR1b |  | BASE_PMR1b |  | MOD_CNST | MTSAO_BQ | MOD_CNST | UNC | DIESEL_LNG | NO_MIN_GAS | NO_MIN_GAS | BASE | BASE | EAF_60 | none | none | IRP24_LOW | RES_MRGN_10 | BASE3
| S389 | 0 |  |  | copt | copt |  |  | 0 |  | none |  |  | [2025, 2029]+list(range(2030,2051,5)) | range(2030,2051,2) | W_P50 | W_P50 | SL_0 | 1 | redz_corridors_eia | copt |  | existing+tdp | BASE_COALFLEX | DELAYED_ESKOM_2035 |  |  | 60% | 100% | BASE_PMR1b |  | BASE | BASE | BASE | BASE_PMR1b |  | BASE_PMR1b |  | MOD_CNST | MTSAO_BQ | MOD_CNST | UNC | DIESEL_LNG | NO_MIN_GAS | NO_MIN_GAS | BASE | BASE | EAF_60 | none | none | IRP24_LOW | RES_MRGN_10 | BASE3
| S390 | 0 |  |  | copt | copt |  |  | 0 |  | none |  |  | [2025, 2029]+list(range(2030,2051,5)) | range(2030,2051,2) | W_P50 | W_P50 | SL_0 | 1 | redz_corridors_eia | copt |  | existing+tdp | BASE_COALFLEX | DELAYED_ESKOM_2035 |  |  | 60% | 50% | BASE_PMR1b |  | BASE | BASE | BASE | BASE_PMR1b |  | BASE_PMR1b |  | MOD_CNST | MTSAO_BQ | MOD_CNST | UNC | DIESEL_LNG | NO_MIN_GAS | NO_MIN_GAS | BASE | BASE | EAF_60 | none | none | IRP24_LOW | RES_MRGN_10 | BASE3
| S391 | 0 |  |  | copt | copt |  |  | 0 |  | none |  |  | [2025, 2029]+list(range(2030,2051,5)) | range(2030,2051,2) | W_P50 | W_P50 | SL_0 | 1 | redz_corridors_eia | copt |  | existing+tdp | BASE_COALFLEX | DELAYED_ESKOM_2035 |  |  | 50% | 150% | BASE_PMR1b |  | BASE | BASE | BASE | BASE_PMR1b |  | BASE_PMR1b |  | MOD_CNST | MTSAO_BQ | MOD_CNST | UNC | DIESEL_LNG | NO_MIN_GAS | NO_MIN_GAS | BASE | BASE | EAF_60 | none | none | IRP24_LOW | RES_MRGN_10 | BASE3
| S392 | 0 |  |  | copt | copt |  |  | 0 |  | none |  |  | [2025, 2029]+list(range(2030,2051,5)) | range(2030,2051,2) | W_P50 | W_P50 | SL_0 | 1 | redz_corridors_eia | copt |  | existing+tdp | BASE_COALFLEX | DELAYED_ESKOM_2035 |  |  | 50% | 100% | BASE_PMR1b |  | BASE | BASE | BASE | BASE_PMR1b |  | BASE_PMR1b |  | MOD_CNST | MTSAO_BQ | MOD_CNST | UNC | DIESEL_LNG | NO_MIN_GAS | NO_MIN_GAS | BASE | BASE | EAF_60 | none | none | IRP24_LOW | RES_MRGN_10 | BASE3
| S393 | 0 |  |  | copt | copt |  |  | 0 |  | none |  |  | [2025, 2029]+list(range(2030,2051,5)) | range(2030,2051,2) | W_P50 | W_P50 | SL_0 | 1 | redz_corridors_eia | copt |  | existing+tdp | BASE_COALFLEX | DELAYED_ESKOM_2035 |  |  | 50% | 50% | BASE_PMR1b |  | BASE | BASE | BASE | BASE_PMR1b |  | BASE_PMR1b |  | MOD_CNST | MTSAO_BQ | MOD_CNST | UNC | DIESEL_LNG | NO_MIN_GAS | NO_MIN_GAS | BASE | BASE | EAF_60 | none | none | IRP24_LOW | RES_MRGN_10 | BASE3
| S394 | 0 |  |  | copt | copt |  |  | 0 |  | none |  |  | [2025, 2029]+list(range(2030,2051,5)) | range(2030,2051,2) | W_P50 | W_P50 | SL_0 | 1 | redz_corridors_eia | copt |  | existing+tdp | BASE_COALFLEX | DELAYED_ESKOM_2035 |  |  | 40% | 150% | BASE_PMR1b |  | BASE | BASE | BASE | BASE_PMR1b |  | BASE_PMR1b |  | MOD_CNST | MTSAO_BQ | MOD_CNST | UNC | DIESEL_LNG | NO_MIN_GAS | NO_MIN_GAS | BASE | BASE | EAF_60 | none | none | IRP24_LOW | RES_MRGN_10 | BASE3
| S395 | 0 |  |  | copt | copt |  |  | 0 |  | none |  |  | [2025, 2029]+list(range(2030,2051,5)) | range(2030,2051,2) | W_P50 | W_P50 | SL_0 | 1 | redz_corridors_eia | copt |  | existing+tdp | BASE_COALFLEX | DELAYED_ESKOM_2035 |  |  | 40% | 100% | BASE_PMR1b |  | BASE | BASE | BASE | BASE_PMR1b |  | BASE_PMR1b |  | MOD_CNST | MTSAO_BQ | MOD_CNST | UNC | DIESEL_LNG | NO_MIN_GAS | NO_MIN_GAS | BASE | BASE | EAF_60 | none | none | IRP24_LOW | RES_MRGN_10 | BASE3
| S396 | 0 |  |  | copt | copt |  |  | 0 |  | none |  |  | [2025, 2029]+list(range(2030,2051,5)) | range(2030,2051,2) | W_P50 | W_P50 | SL_0 | 1 | redz_corridors_eia | copt |  | existing+tdp | BASE_COALFLEX | DELAYED_ESKOM_2035 |  |  | 40% | 50% | BASE_PMR1b |  | BASE | BASE | BASE | BASE_PMR1b |  | BASE_PMR1b |  | MOD_CNST | MTSAO_BQ | MOD_CNST | UNC | DIESEL_LNG | NO_MIN_GAS | NO_MIN_GAS | BASE | BASE | EAF_60 | none | none | IRP24_LOW | RES_MRGN_10 | BASE3
| S397 | 0 |  |  | copt | copt |  |  | 0 |  | none |  |  | [2025, 2029]+list(range(2030,2051,5)) | range(2030,2051,2) | W_P50 | W_P50 | SL_1 | 1 | redz_corridors_eia | copt |  | existing+tdp | BASE_COALFLEX | DELAYED_ESKOM_2035 |  |  | 70% | 150% | BASE_PMR1b |  | BASE | BASE | BASE | BASE_PMR1b |  | BASE_PMR1b |  | MOD_CNST | MTSAO_BQ | MOD_CNST | UNC | DIESEL_LNG | NO_MIN_GAS | NO_MIN_GAS | BASE | BASE | EAF_60 | none | none | IRP24_LOW | RES_MRGN_10 | BASE3
| S398 | 0 |  |  | copt | copt |  |  | 0 |  | none |  |  | [2025, 2029]+list(range(2030,2051,5)) | range(2030,2051,2) | W_P50 | W_P50 | SL_1 | 1 | redz_corridors_eia | copt |  | existing+tdp | BASE_COALFLEX | DELAYED_ESKOM_2035 |  |  | 70% | 100% | BASE_PMR1b |  | BASE | BASE | BASE | BASE_PMR1b |  | BASE_PMR1b |  | MOD_CNST | MTSAO_BQ | MOD_CNST | UNC | DIESEL_LNG | NO_MIN_GAS | NO_MIN_GAS | BASE | BASE | EAF_60 | none | none | IRP24_LOW | RES_MRGN_10 | BASE3
| S399 | 0 |  |  | copt | copt |  |  | 0 |  | none |  |  | [2025, 2029]+list(range(2030,2051,5)) | range(2030,2051,2) | W_P50 | W_P50 | SL_1 | 1 | redz_corridors_eia | copt |  | existing+tdp | BASE_COALFLEX | DELAYED_ESKOM_2035 |  |  | 70% | 50% | BASE_PMR1b |  | BASE | BASE | BASE | BASE_PMR1b |  | BASE_PMR1b |  | MOD_CNST | MTSAO_BQ | MOD_CNST | UNC | DIESEL_LNG | NO_MIN_GAS | NO_MIN_GAS | BASE | BASE | EAF_60 | none | none | IRP24_LOW | RES_MRGN_10 | BASE3
| S400 | 0 |  |  | copt | copt |  |  | 0 |  | none |  |  | [2025, 2029]+list(range(2030,2051,5)) | range(2030,2051,2) | W_P50 | W_P50 | SL_1 | 1 | redz_corridors_eia | copt |  | existing+tdp | BASE_COALFLEX | DELAYED_ESKOM_2035 |  |  | 60% | 150% | BASE_PMR1b |  | BASE | BASE | BASE | BASE_PMR1b |  | BASE_PMR1b |  | MOD_CNST | MTSAO_BQ | MOD_CNST | UNC | DIESEL_LNG | NO_MIN_GAS | NO_MIN_GAS | BASE | BASE | EAF_60 | none | none | IRP24_LOW | RES_MRGN_10 | BASE3
| S401 | 0 |  |  | copt | copt |  |  | 0 |  | none |  |  | [2025, 2029]+list(range(2030,2051,5)) | range(2030,2051,2) | W_P50 | W_P50 | SL_1 | 1 | redz_corridors_eia | copt |  | existing+tdp | BASE_COALFLEX | DELAYED_ESKOM_2035 |  |  | 60% | 100% | BASE_PMR1b |  | BASE | BASE | BASE | BASE_PMR1b |  | BASE_PMR1b |  | MOD_CNST | MTSAO_BQ | MOD_CNST | UNC | DIESEL_LNG | NO_MIN_GAS | NO_MIN_GAS | BASE | BASE | EAF_60 | none | none | IRP24_LOW | RES_MRGN_10 | BASE3
| S402 | 0 |  |  | copt | copt |  |  | 0 |  | none |  |  | [2025, 2029]+list(range(2030,2051,5)) | range(2030,2051,2) | W_P50 | W_P50 | SL_1 | 1 | redz_corridors_eia | copt |  | existing+tdp | BASE_COALFLEX | DELAYED_ESKOM_2035 |  |  | 60% | 50% | BASE_PMR1b |  | BASE | BASE | BASE | BASE_PMR1b |  | BASE_PMR1b |  | MOD_CNST | MTSAO_BQ | MOD_CNST | UNC | DIESEL_LNG | NO_MIN_GAS | NO_MIN_GAS | BASE | BASE | EAF_60 | none | none | IRP24_LOW | RES_MRGN_10 | BASE3
| S403 | 0 |  |  | copt | copt |  |  | 0 |  | none |  |  | [2025, 2029]+list(range(2030,2051,5)) | range(2030,2051,2) | W_P50 | W_P50 | SL_1 | 1 | redz_corridors_eia | copt |  | existing+tdp | BASE_COALFLEX | DELAYED_ESKOM_2035 |  |  | 50% | 150% | BASE_PMR1b |  | BASE | BASE | BASE | BASE_PMR1b |  | BASE_PMR1b |  | MOD_CNST | MTSAO_BQ | MOD_CNST | UNC | DIESEL_LNG | NO_MIN_GAS | NO_MIN_GAS | BASE | BASE | EAF_60 | none | none | IRP24_LOW | RES_MRGN_10 | BASE3
| S404 | 0 |  |  | copt | copt |  |  | 0 |  | none |  |  | [2025, 2029]+list(range(2030,2051,5)) | range(2030,2051,2) | W_P50 | W_P50 | SL_1 | 1 | redz_corridors_eia | copt |  | existing+tdp | BASE_COALFLEX | DELAYED_ESKOM_2035 |  |  | 50% | 100% | BASE_PMR1b |  | BASE | BASE | BASE | BASE_PMR1b |  | BASE_PMR1b |  | MOD_CNST | MTSAO_BQ | MOD_CNST | UNC | DIESEL_LNG | NO_MIN_GAS | NO_MIN_GAS | BASE | BASE | EAF_60 | none | none | IRP24_LOW | RES_MRGN_10 | BASE3
| S405 | 0 |  |  | copt | copt |  |  | 0 |  | none |  |  | [2025, 2029]+list(range(2030,2051,5)) | range(2030,2051,2) | W_P50 | W_P50 | SL_1 | 1 | redz_corridors_eia | copt |  | existing+tdp | BASE_COALFLEX | DELAYED_ESKOM_2035 |  |  | 50% | 50% | BASE_PMR1b |  | BASE | BASE | BASE | BASE_PMR1b |  | BASE_PMR1b |  | MOD_CNST | MTSAO_BQ | MOD_CNST | UNC | DIESEL_LNG | NO_MIN_GAS | NO_MIN_GAS | BASE | BASE | EAF_60 | none | none | IRP24_LOW | RES_MRGN_10 | BASE3
| S406 | 0 |  |  | copt | copt |  |  | 0 |  | none |  |  | [2025, 2029]+list(range(2030,2051,5)) | range(2030,2051,2) | W_P50 | W_P50 | SL_1 | 1 | redz_corridors_eia | copt |  | existing+tdp | BASE_COALFLEX | DELAYED_ESKOM_2035 |  |  | 40% | 150% | BASE_PMR1b |  | BASE | BASE | BASE | BASE_PMR1b |  | BASE_PMR1b |  | MOD_CNST | MTSAO_BQ | MOD_CNST | UNC | DIESEL_LNG | NO_MIN_GAS | NO_MIN_GAS | BASE | BASE | EAF_60 | none | none | IRP24_LOW | RES_MRGN_10 | BASE3
| S407 | 0 |  |  | copt | copt |  |  | 0 |  | none |  |  | [2025, 2029]+list(range(2030,2051,5)) | range(2030,2051,2) | W_P50 | W_P50 | SL_1 | 1 | redz_corridors_eia | copt |  | existing+tdp | BASE_COALFLEX | DELAYED_ESKOM_2035 |  |  | 40% | 100% | BASE_PMR1b |  | BASE | BASE | BASE | BASE_PMR1b |  | BASE_PMR1b |  | MOD_CNST | MTSAO_BQ | MOD_CNST | UNC | DIESEL_LNG | NO_MIN_GAS | NO_MIN_GAS | BASE | BASE | EAF_60 | none | none | IRP24_LOW | RES_MRGN_10 | BASE3
| S408 | 0 |  |  | copt | copt |  |  | 0 |  | none |  |  | [2025, 2029]+list(range(2030,2051,5)) | range(2030,2051,2) | W_P50 | W_P50 | SL_1 | 1 | redz_corridors_eia | copt |  | existing+tdp | BASE_COALFLEX | DELAYED_ESKOM_2035 |  |  | 40% | 50% | BASE_PMR1b |  | BASE | BASE | BASE | BASE_PMR1b |  | BASE_PMR1b |  | MOD_CNST | MTSAO_BQ | MOD_CNST | UNC | DIESEL_LNG | NO_MIN_GAS | NO_MIN_GAS | BASE | BASE | EAF_60 | none | none | IRP24_LOW | RES_MRGN_10 | BASE3
| S409 | 0 |  |  | copt | copt |  |  | 0 |  | none |  |  | [2025, 2029]+list(range(2030,2051,5)) | range(2030,2051,2) | W_P50 | W_P50 | SL_6 | 1 | redz_corridors_eia | copt |  | existing+tdp | BASE_COALFLEX | DELAYED_ESKOM_2035 |  |  | 70% | 150% | BASE_PMR1b |  | BASE | BASE | BASE | BASE_PMR1b |  | BASE_PMR1b |  | MOD_CNST | MTSAO_BQ | MOD_CNST | UNC | DIESEL_LNG | NO_MIN_GAS | NO_MIN_GAS | BASE | BASE | EAF_60 | none | none | IRP24_LOW | RES_MRGN_10 | BASE3
| S410 | 0 |  |  | copt | copt |  |  | 0 |  | none |  |  | [2025, 2029]+list(range(2030,2051,5)) | range(2030,2051,2) | W_P50 | W_P50 | SL_6 | 1 | redz_corridors_eia | copt |  | existing+tdp | BASE_COALFLEX | DELAYED_ESKOM_2035 |  |  | 70% | 100% | BASE_PMR1b |  | BASE | BASE | BASE | BASE_PMR1b |  | BASE_PMR1b |  | MOD_CNST | MTSAO_BQ | MOD_CNST | UNC | DIESEL_LNG | NO_MIN_GAS | NO_MIN_GAS | BASE | BASE | EAF_60 | none | none | IRP24_LOW | RES_MRGN_10 | BASE3
| S411 | 0 |  |  | copt | copt |  |  | 0 |  | none |  |  | [2025, 2029]+list(range(2030,2051,5)) | range(2030,2051,2) | W_P50 | W_P50 | SL_6 | 1 | redz_corridors_eia | copt |  | existing+tdp | BASE_COALFLEX | DELAYED_ESKOM_2035 |  |  | 70% | 50% | BASE_PMR1b |  | BASE | BASE | BASE | BASE_PMR1b |  | BASE_PMR1b |  | MOD_CNST | MTSAO_BQ | MOD_CNST | UNC | DIESEL_LNG | NO_MIN_GAS | NO_MIN_GAS | BASE | BASE | EAF_60 | none | none | IRP24_LOW | RES_MRGN_10 | BASE3
| S412 | 0 |  |  | copt | copt |  |  | 0 |  | none |  |  | [2025, 2029]+list(range(2030,2051,5)) | range(2030,2051,2) | W_P50 | W_P50 | SL_6 | 1 | redz_corridors_eia | copt |  | existing+tdp | BASE_COALFLEX | DELAYED_ESKOM_2035 |  |  | 60% | 150% | BASE_PMR1b |  | BASE | BASE | BASE | BASE_PMR1b |  | BASE_PMR1b |  | MOD_CNST | MTSAO_BQ | MOD_CNST | UNC | DIESEL_LNG | NO_MIN_GAS | NO_MIN_GAS | BASE | BASE | EAF_60 | none | none | IRP24_LOW | RES_MRGN_10 | BASE3
| S413 | 0 |  |  | copt | copt |  |  | 0 |  | none |  |  | [2025, 2029]+list(range(2030,2051,5)) | range(2030,2051,2) | W_P50 | W_P50 | SL_6 | 1 | redz_corridors_eia | copt |  | existing+tdp | BASE_COALFLEX | DELAYED_ESKOM_2035 |  |  | 60% | 100% | BASE_PMR1b |  | BASE | BASE | BASE | BASE_PMR1b |  | BASE_PMR1b |  | MOD_CNST | MTSAO_BQ | MOD_CNST | UNC | DIESEL_LNG | NO_MIN_GAS | NO_MIN_GAS | BASE | BASE | EAF_60 | none | none | IRP24_LOW | RES_MRGN_10 | BASE3
| S414 | 0 |  |  | copt | copt |  |  | 0 |  | none |  |  | [2025, 2029]+list(range(2030,2051,5)) | range(2030,2051,2) | W_P50 | W_P50 | SL_6 | 1 | redz_corridors_eia | copt |  | existing+tdp | BASE_COALFLEX | DELAYED_ESKOM_2035 |  |  | 60% | 50% | BASE_PMR1b |  | BASE | BASE | BASE | BASE_PMR1b |  | BASE_PMR1b |  | MOD_CNST | MTSAO_BQ | MOD_CNST | UNC | DIESEL_LNG | NO_MIN_GAS | NO_MIN_GAS | BASE | BASE | EAF_60 | none | none | IRP24_LOW | RES_MRGN_10 | BASE3
| S415 | 0 |  |  | copt | copt |  |  | 0 |  | none |  |  | [2025, 2029]+list(range(2030,2051,5)) | range(2030,2051,2) | W_P50 | W_P50 | SL_6 | 1 | redz_corridors_eia | copt |  | existing+tdp | BASE_COALFLEX | DELAYED_ESKOM_2035 |  |  | 50% | 150% | BASE_PMR1b |  | BASE | BASE | BASE | BASE_PMR1b |  | BASE_PMR1b |  | MOD_CNST | MTSAO_BQ | MOD_CNST | UNC | DIESEL_LNG | NO_MIN_GAS | NO_MIN_GAS | BASE | BASE | EAF_60 | none | none | IRP24_LOW | RES_MRGN_10 | BASE3
| S416 | 0 |  |  | copt | copt |  |  | 0 |  | none |  |  | [2025, 2029]+list(range(2030,2051,5)) | range(2030,2051,2) | W_P50 | W_P50 | SL_6 | 1 | redz_corridors_eia | copt |  | existing+tdp | BASE_COALFLEX | DELAYED_ESKOM_2035 |  |  | 50% | 100% | BASE_PMR1b |  | BASE | BASE | BASE | BASE_PMR1b |  | BASE_PMR1b |  | MOD_CNST | MTSAO_BQ | MOD_CNST | UNC | DIESEL_LNG | NO_MIN_GAS | NO_MIN_GAS | BASE | BASE | EAF_60 | none | none | IRP24_LOW | RES_MRGN_10 | BASE3
| S417 | 0 |  |  | copt | copt |  |  | 0 |  | none |  |  | [2025, 2029]+list(range(2030,2051,5)) | range(2030,2051,2) | W_P50 | W_P50 | SL_6 | 1 | redz_corridors_eia | copt |  | existing+tdp | BASE_COALFLEX | DELAYED_ESKOM_2035 |  |  | 50% | 50% | BASE_PMR1b |  | BASE | BASE | BASE | BASE_PMR1b |  | BASE_PMR1b |  | MOD_CNST | MTSAO_BQ | MOD_CNST | UNC | DIESEL_LNG | NO_MIN_GAS | NO_MIN_GAS | BASE | BASE | EAF_60 | none | none | IRP24_LOW | RES_MRGN_10 | BASE3
| S418 | 0 |  |  | copt | copt |  |  | 0 |  | none |  |  | [2025, 2029]+list(range(2030,2051,5)) | range(2030,2051,2) | W_P50 | W_P50 | SL_6 | 1 | redz_corridors_eia | copt |  | existing+tdp | BASE_COALFLEX | DELAYED_ESKOM_2035 |  |  | 40% | 150% | BASE_PMR1b |  | BASE | BASE | BASE | BASE_PMR1b |  | BASE_PMR1b |  | MOD_CNST | MTSAO_BQ | MOD_CNST | UNC | DIESEL_LNG | NO_MIN_GAS | NO_MIN_GAS | BASE | BASE | EAF_60 | none | none | IRP24_LOW | RES_MRGN_10 | BASE3
| S419 | 0 |  |  | copt | copt |  |  | 0 |  | none |  |  | [2025, 2029]+list(range(2030,2051,5)) | range(2030,2051,2) | W_P50 | W_P50 | SL_6 | 1 | redz_corridors_eia | copt |  | existing+tdp | BASE_COALFLEX | DELAYED_ESKOM_2035 |  |  | 40% | 100% | BASE_PMR1b |  | BASE | BASE | BASE | BASE_PMR1b |  | BASE_PMR1b |  | MOD_CNST | MTSAO_BQ | MOD_CNST | UNC | DIESEL_LNG | NO_MIN_GAS | NO_MIN_GAS | BASE | BASE | EAF_60 | none | none | IRP24_LOW | RES_MRGN_10 | BASE3
| S420 | 0 |  |  | copt | copt |  |  | 0 |  | none |  |  | [2025, 2029]+list(range(2030,2051,5)) | range(2030,2051,2) | W_P50 | W_P50 | SL_6 | 1 | redz_corridors_eia | copt |  | existing+tdp | BASE_COALFLEX | DELAYED_ESKOM_2035 |  |  | 40% | 50% | BASE_PMR1b |  | BASE | BASE | BASE | BASE_PMR1b |  | BASE_PMR1b |  | MOD_CNST | MTSAO_BQ | MOD_CNST | UNC | DIESEL_LNG | NO_MIN_GAS | NO_MIN_GAS | BASE | BASE | EAF_60 | none | none | IRP24_LOW | RES_MRGN_10 | BASE3
| S421 | 0 |  |  | copt | copt |  |  | 0 |  | none |  |  | [2025, 2029]+list(range(2030,2051,5)) | range(2030,2051,2) | W_P50 | W_P50 | SL_12 | 1 | redz_corridors_eia | copt |  | existing+tdp | BASE_COALFLEX | DELAYED_ESKOM_2035 |  |  | 70% | 150% | BASE_PMR1b |  | BASE | BASE | BASE | BASE_PMR1b |  | BASE_PMR1b |  | MOD_CNST | MTSAO_BQ | MOD_CNST | UNC | DIESEL_LNG | NO_MIN_GAS | NO_MIN_GAS | BASE | BASE | EAF_60 | none | none | IRP24_LOW | RES_MRGN_10 | BASE3
| S422 | 0 |  |  | copt | copt |  |  | 0 |  | none |  |  | [2025, 2029]+list(range(2030,2051,5)) | range(2030,2051,2) | W_P50 | W_P50 | SL_12 | 1 | redz_corridors_eia | copt |  | existing+tdp | BASE_COALFLEX | DELAYED_ESKOM_2035 |  |  | 70% | 100% | BASE_PMR1b |  | BASE | BASE | BASE | BASE_PMR1b |  | BASE_PMR1b |  | MOD_CNST | MTSAO_BQ | MOD_CNST | UNC | DIESEL_LNG | NO_MIN_GAS | NO_MIN_GAS | BASE | BASE | EAF_60 | none | none | IRP24_LOW | RES_MRGN_10 | BASE3
| S423 | 0 |  |  | copt | copt |  |  | 0 |  | none |  |  | [2025, 2029]+list(range(2030,2051,5)) | range(2030,2051,2) | W_P50 | W_P50 | SL_12 | 1 | redz_corridors_eia | copt |  | existing+tdp | BASE_COALFLEX | DELAYED_ESKOM_2035 |  |  | 70% | 50% | BASE_PMR1b |  | BASE | BASE | BASE | BASE_PMR1b |  | BASE_PMR1b |  | MOD_CNST | MTSAO_BQ | MOD_CNST | UNC | DIESEL_LNG | NO_MIN_GAS | NO_MIN_GAS | BASE | BASE | EAF_60 | none | none | IRP24_LOW | RES_MRGN_10 | BASE3
| S424 | 0 |  |  | copt | copt |  |  | 0 |  | none |  |  | [2025, 2029]+list(range(2030,2051,5)) | range(2030,2051,2) | W_P50 | W_P50 | SL_12 | 1 | redz_corridors_eia | copt |  | existing+tdp | BASE_COALFLEX | DELAYED_ESKOM_2035 |  |  | 60% | 150% | BASE_PMR1b |  | BASE | BASE | BASE | BASE_PMR1b |  | BASE_PMR1b |  | MOD_CNST | MTSAO_BQ | MOD_CNST | UNC | DIESEL_LNG | NO_MIN_GAS | NO_MIN_GAS | BASE | BASE | EAF_60 | none | none | IRP24_LOW | RES_MRGN_10 | BASE3
| S425 | 0 |  |  | copt | copt |  |  | 0 |  | none |  |  | [2025, 2029]+list(range(2030,2051,5)) | range(2030,2051,2) | W_P50 | W_P50 | SL_12 | 1 | redz_corridors_eia | copt |  | existing+tdp | BASE_COALFLEX | DELAYED_ESKOM_2035 |  |  | 60% | 100% | BASE_PMR1b |  | BASE | BASE | BASE | BASE_PMR1b |  | BASE_PMR1b |  | MOD_CNST | MTSAO_BQ | MOD_CNST | UNC | DIESEL_LNG | NO_MIN_GAS | NO_MIN_GAS | BASE | BASE | EAF_60 | none | none | IRP24_LOW | RES_MRGN_10 | BASE3
| S426 | 0 |  |  | copt | copt |  |  | 0 |  | none |  |  | [2025, 2029]+list(range(2030,2051,5)) | range(2030,2051,2) | W_P50 | W_P50 | SL_12 | 1 | redz_corridors_eia | copt |  | existing+tdp | BASE_COALFLEX | DELAYED_ESKOM_2035 |  |  | 60% | 50% | BASE_PMR1b |  | BASE | BASE | BASE | BASE_PMR1b |  | BASE_PMR1b |  | MOD_CNST | MTSAO_BQ | MOD_CNST | UNC | DIESEL_LNG | NO_MIN_GAS | NO_MIN_GAS | BASE | BASE | EAF_60 | none | none | IRP24_LOW | RES_MRGN_10 | BASE3
| S427 | 0 |  |  | copt | copt |  |  | 0 |  | none |  |  | [2025, 2029]+list(range(2030,2051,5)) | range(2030,2051,2) | W_P50 | W_P50 | SL_12 | 1 | redz_corridors_eia | copt |  | existing+tdp | BASE_COALFLEX | DELAYED_ESKOM_2035 |  |  | 50% | 150% | BASE_PMR1b |  | BASE | BASE | BASE | BASE_PMR1b |  | BASE_PMR1b |  | MOD_CNST | MTSAO_BQ | MOD_CNST | UNC | DIESEL_LNG | NO_MIN_GAS | NO_MIN_GAS | BASE | BASE | EAF_60 | none | none | IRP24_LOW | RES_MRGN_10 | BASE3
| S428 | 0 |  |  | copt | copt |  |  | 0 |  | none |  |  | [2025, 2029]+list(range(2030,2051,5)) | range(2030,2051,2) | W_P50 | W_P50 | SL_12 | 1 | redz_corridors_eia | copt |  | existing+tdp | BASE_COALFLEX | DELAYED_ESKOM_2035 |  |  | 50% | 100% | BASE_PMR1b |  | BASE | BASE | BASE | BASE_PMR1b |  | BASE_PMR1b |  | MOD_CNST | MTSAO_BQ | MOD_CNST | UNC | DIESEL_LNG | NO_MIN_GAS | NO_MIN_GAS | BASE | BASE | EAF_60 | none | none | IRP24_LOW | RES_MRGN_10 | BASE3
| S429 | 0 |  |  | copt | copt |  |  | 0 |  | none |  |  | [2025, 2029]+list(range(2030,2051,5)) | range(2030,2051,2) | W_P50 | W_P50 | SL_12 | 1 | redz_corridors_eia | copt |  | existing+tdp | BASE_COALFLEX | DELAYED_ESKOM_2035 |  |  | 50% | 50% | BASE_PMR1b |  | BASE | BASE | BASE | BASE_PMR1b |  | BASE_PMR1b |  | MOD_CNST | MTSAO_BQ | MOD_CNST | UNC | DIESEL_LNG | NO_MIN_GAS | NO_MIN_GAS | BASE | BASE | EAF_60 | none | none | IRP24_LOW | RES_MRGN_10 | BASE3
| S430 | 0 |  |  | copt | copt |  |  | 0 |  | none |  |  | [2025, 2029]+list(range(2030,2051,5)) | range(2030,2051,2) | W_P50 | W_P50 | SL_12 | 1 | redz_corridors_eia | copt |  | existing+tdp | BASE_COALFLEX | DELAYED_ESKOM_2035 |  |  | 40% | 150% | BASE_PMR1b |  | BASE | BASE | BASE | BASE_PMR1b |  | BASE_PMR1b |  | MOD_CNST | MTSAO_BQ | MOD_CNST | UNC | DIESEL_LNG | NO_MIN_GAS | NO_MIN_GAS | BASE | BASE | EAF_60 | none | none | IRP24_LOW | RES_MRGN_10 | BASE3
| S431 | 0 |  |  | copt | copt |  |  | 0 |  | none |  |  | [2025, 2029]+list(range(2030,2051,5)) | range(2030,2051,2) | W_P50 | W_P50 | SL_12 | 1 | redz_corridors_eia | copt |  | existing+tdp | BASE_COALFLEX | DELAYED_ESKOM_2035 |  |  | 40% | 100% | BASE_PMR1b |  | BASE | BASE | BASE | BASE_PMR1b |  | BASE_PMR1b |  | MOD_CNST | MTSAO_BQ | MOD_CNST | UNC | DIESEL_LNG | NO_MIN_GAS | NO_MIN_GAS | BASE | BASE | EAF_60 | none | none | IRP24_LOW | RES_MRGN_10 | BASE3
| S432 | 0 |  |  | copt | copt |  |  | 0 |  | none |  |  | [2025, 2029]+list(range(2030,2051,5)) | range(2030,2051,2) | W_P50 | W_P50 | SL_12 | 1 | redz_corridors_eia | copt |  | existing+tdp | BASE_COALFLEX | DELAYED_ESKOM_2035 |  |  | 40% | 50% | BASE_PMR1b |  | BASE | BASE | BASE | BASE_PMR1b |  | BASE_PMR1b |  | MOD_CNST | MTSAO_BQ | MOD_CNST | UNC | DIESEL_LNG | NO_MIN_GAS | NO_MIN_GAS | BASE | BASE | EAF_60 | none | none | IRP24_LOW | RES_MRGN_10 | BASE3
| S433 | 0 |  | pklein-DESKTOP2 | copt | copt |  |  | 0 |  | none |  |  | [2025, 2029]+list(range(2030,2051,5)) | range(2030,2051,2) | W_P50 | W_P50 | SL_0 | 1 | redz_corridors_eia | copt |  | existing+tdp | BASE_COALFLEX | DELAYED_ESKOM_2035 |  |  | 70% | 150% | BASE_PMR1b |  | BASE | BASE | BASE | BASE_PMR1b |  | BASE_PMR1b |  | MOD_CNST | MTSAO_BQ | MOD_CNST | UNC | DIESEL_LNG | NO_MIN_GAS | NO_MIN_GAS | BASE | BASE | EAF_60 | none | none | IRP24_LOW | RES_MRGN_10 | BASE3
| S434 | 0 |  |  | copt | copt |  |  | 0 |  | none |  |  | [2025, 2029]+list(range(2030,2051,5)) | range(2030,2051,2) | W_P50 | W_P50 | SL_0 | 1 | redz_corridors_eia | copt |  | existing+tdp | BASE_COALFLEX | DELAYED_ESKOM_2035 |  |  | 70% | 100% | BASE_PMR1b |  | BASE | BASE | BASE | BASE_PMR1b |  | BASE_PMR1b |  | MOD_CNST | MTSAO_BQ | MOD_CNST | UNC | DIESEL_LNG | NO_MIN_GAS | NO_MIN_GAS | BASE | BASE | EAF_60 | none | none | IRP24_LOW | RES_MRGN_10 | BASE3
| S435 | 0 |  |  | copt | copt |  |  | 0 |  | none |  |  | [2025, 2029]+list(range(2030,2051,5)) | range(2030,2051,2) | W_P50 | W_P50 | SL_0 | 1 | redz_corridors_eia | copt |  | existing+tdp | BASE_COALFLEX | DELAYED_ESKOM_2035 |  |  | 70% | 50% | BASE_PMR1b |  | BASE | BASE | BASE | BASE_PMR1b |  | BASE_PMR1b |  | MOD_CNST | MTSAO_BQ | MOD_CNST | UNC | DIESEL_LNG | NO_MIN_GAS | NO_MIN_GAS | BASE | BASE | EAF_60 | none | none | IRP24_LOW | RES_MRGN_10 | BASE3
| S436 | 0 |  |  | copt | copt |  |  | 0 |  | none |  |  | [2025, 2029]+list(range(2030,2051,5)) | range(2030,2051,2) | W_P50 | W_P50 | SL_0 | 1 | redz_corridors_eia | copt |  | existing+tdp | BASE_COALFLEX | DELAYED_ESKOM_2035 |  |  | 60% | 150% | BASE_PMR1b |  | BASE | BASE | BASE | BASE_PMR1b |  | BASE_PMR1b |  | MOD_CNST | MTSAO_BQ | MOD_CNST | UNC | DIESEL_LNG | NO_MIN_GAS | NO_MIN_GAS | BASE | BASE | EAF_60 | none | none | IRP24_LOW | RES_MRGN_10 | BASE3
| S437 | 0 |  |  | copt | copt |  |  | 0 |  | none |  |  | [2025, 2029]+list(range(2030,2051,5)) | range(2030,2051,2) | W_P50 | W_P50 | SL_0 | 1 | redz_corridors_eia | copt |  | existing+tdp | BASE_COALFLEX | DELAYED_ESKOM_2035 |  |  | 60% | 100% | BASE_PMR1b |  | BASE | BASE | BASE | BASE_PMR1b |  | BASE_PMR1b |  | MOD_CNST | MTSAO_BQ | MOD_CNST | UNC | DIESEL_LNG | NO_MIN_GAS | NO_MIN_GAS | BASE | BASE | EAF_60 | none | none | IRP24_LOW | RES_MRGN_10 | BASE3
| S438 | 0 |  |  | copt | copt |  |  | 0 |  | none |  |  | [2025, 2029]+list(range(2030,2051,5)) | range(2030,2051,2) | W_P50 | W_P50 | SL_0 | 1 | redz_corridors_eia | copt |  | existing+tdp | BASE_COALFLEX | DELAYED_ESKOM_2035 |  |  | 60% | 50% | BASE_PMR1b |  | BASE | BASE | BASE | BASE_PMR1b |  | BASE_PMR1b |  | MOD_CNST | MTSAO_BQ | MOD_CNST | UNC | DIESEL_LNG | NO_MIN_GAS | NO_MIN_GAS | BASE | BASE | EAF_60 | none | none | IRP24_LOW | RES_MRGN_10 | BASE3
| S439 | 0 |  |  | copt | copt |  |  | 0 |  | none |  |  | [2025, 2029]+list(range(2030,2051,5)) | range(2030,2051,2) | W_P50 | W_P50 | SL_0 | 1 | redz_corridors_eia | copt |  | existing+tdp | BASE_COALFLEX | DELAYED_ESKOM_2035 |  |  | 50% | 150% | BASE_PMR1b |  | BASE | BASE | BASE | BASE_PMR1b |  | BASE_PMR1b |  | MOD_CNST | MTSAO_BQ | MOD_CNST | UNC | DIESEL_LNG | NO_MIN_GAS | NO_MIN_GAS | BASE | BASE | EAF_60 | none | none | IRP24_LOW | RES_MRGN_10 | BASE3
| S440 | 0 |  |  | copt | copt |  |  | 0 |  | none |  |  | [2025, 2029]+list(range(2030,2051,5)) | range(2030,2051,2) | W_P50 | W_P50 | SL_0 | 1 | redz_corridors_eia | copt |  | existing+tdp | BASE_COALFLEX | DELAYED_ESKOM_2035 |  |  | 50% | 100% | BASE_PMR1b |  | BASE | BASE | BASE | BASE_PMR1b |  | BASE_PMR1b |  | MOD_CNST | MTSAO_BQ | MOD_CNST | UNC | DIESEL_LNG | NO_MIN_GAS | NO_MIN_GAS | BASE | BASE | EAF_60 | none | none | IRP24_LOW | RES_MRGN_10 | BASE3
| S441 | 0 |  |  | copt | copt |  |  | 0 |  | none |  |  | [2025, 2029]+list(range(2030,2051,5)) | range(2030,2051,2) | W_P50 | W_P50 | SL_0 | 1 | redz_corridors_eia | copt |  | existing+tdp | BASE_COALFLEX | DELAYED_ESKOM_2035 |  |  | 50% | 50% | BASE_PMR1b |  | BASE | BASE | BASE | BASE_PMR1b |  | BASE_PMR1b |  | MOD_CNST | MTSAO_BQ | MOD_CNST | UNC | DIESEL_LNG | NO_MIN_GAS | NO_MIN_GAS | BASE | BASE | EAF_60 | none | none | IRP24_LOW | RES_MRGN_10 | BASE3
| S442 | 0 |  |  | copt | copt |  |  | 0 |  | none |  |  | [2025, 2029]+list(range(2030,2051,5)) | range(2030,2051,2) | W_P50 | W_P50 | SL_0 | 1 | redz_corridors_eia | copt |  | existing+tdp | BASE_COALFLEX | DELAYED_ESKOM_2035 |  |  | 40% | 150% | BASE_PMR1b |  | BASE | BASE | BASE | BASE_PMR1b |  | BASE_PMR1b |  | MOD_CNST | MTSAO_BQ | MOD_CNST | UNC | DIESEL_LNG | NO_MIN_GAS | NO_MIN_GAS | BASE | BASE | EAF_60 | none | none | IRP24_LOW | RES_MRGN_10 | BASE3
| S443 | 0 |  |  | copt | copt |  |  | 0 |  | none |  |  | [2025, 2029]+list(range(2030,2051,5)) | range(2030,2051,2) | W_P50 | W_P50 | SL_0 | 1 | redz_corridors_eia | copt |  | existing+tdp | BASE_COALFLEX | DELAYED_ESKOM_2035 |  |  | 40% | 100% | BASE_PMR1b |  | BASE | BASE | BASE | BASE_PMR1b |  | BASE_PMR1b |  | MOD_CNST | MTSAO_BQ | MOD_CNST | UNC | DIESEL_LNG | NO_MIN_GAS | NO_MIN_GAS | BASE | BASE | EAF_60 | none | none | IRP24_LOW | RES_MRGN_10 | BASE3
| S444 | 0 |  |  | copt | copt |  |  | 0 |  | none |  |  | [2025, 2029]+list(range(2030,2051,5)) | range(2030,2051,2) | W_P50 | W_P50 | SL_0 | 1 | redz_corridors_eia | copt |  | existing+tdp | BASE_COALFLEX | DELAYED_ESKOM_2035 |  |  | 40% | 50% | BASE_PMR1b |  | BASE | BASE | BASE | BASE_PMR1b |  | BASE_PMR1b |  | MOD_CNST | MTSAO_BQ | MOD_CNST | UNC | DIESEL_LNG | NO_MIN_GAS | NO_MIN_GAS | BASE | BASE | EAF_60 | none | none | IRP24_LOW | RES_MRGN_10 | BASE3
| S445 | 0 |  |  | copt | copt |  |  | 0 |  | none |  |  | [2025, 2029]+list(range(2030,2051,5)) | range(2030,2051,2) | W_P50 | W_P50 | SL_1 | 1 | redz_corridors_eia | copt |  | existing+tdp | BASE_COALFLEX | DELAYED_ESKOM_2035 |  |  | 70% | 150% | BASE_PMR1b |  | BASE | BASE | BASE | BASE_PMR1b |  | BASE_PMR1b |  | MOD_CNST | MTSAO_BQ | MOD_CNST | UNC | DIESEL_LNG | NO_MIN_GAS | NO_MIN_GAS | BASE | BASE | EAF_60 | none | none | IRP24_LOW | RES_MRGN_10 | BASE3
| S446 | 0 |  |  | copt | copt |  |  | 0 |  | none |  |  | [2025, 2029]+list(range(2030,2051,5)) | range(2030,2051,2) | W_P50 | W_P50 | SL_1 | 1 | redz_corridors_eia | copt |  | existing+tdp | BASE_COALFLEX | DELAYED_ESKOM_2035 |  |  | 70% | 100% | BASE_PMR1b |  | BASE | BASE | BASE | BASE_PMR1b |  | BASE_PMR1b |  | MOD_CNST | MTSAO_BQ | MOD_CNST | UNC | DIESEL_LNG | NO_MIN_GAS | NO_MIN_GAS | BASE | BASE | EAF_60 | none | none | IRP24_LOW | RES_MRGN_10 | BASE3
| S447 | 0 |  |  | copt | copt |  |  | 0 |  | none |  |  | [2025, 2029]+list(range(2030,2051,5)) | range(2030,2051,2) | W_P50 | W_P50 | SL_1 | 1 | redz_corridors_eia | copt |  | existing+tdp | BASE_COALFLEX | DELAYED_ESKOM_2035 |  |  | 70% | 50% | BASE_PMR1b |  | BASE | BASE | BASE | BASE_PMR1b |  | BASE_PMR1b |  | MOD_CNST | MTSAO_BQ | MOD_CNST | UNC | DIESEL_LNG | NO_MIN_GAS | NO_MIN_GAS | BASE | BASE | EAF_60 | none | none | IRP24_LOW | RES_MRGN_10 | BASE3
| S448 | 0 |  |  | copt | copt |  |  | 0 |  | none |  |  | [2025, 2029]+list(range(2030,2051,5)) | range(2030,2051,2) | W_P50 | W_P50 | SL_1 | 1 | redz_corridors_eia | copt |  | existing+tdp | BASE_COALFLEX | DELAYED_ESKOM_2035 |  |  | 60% | 150% | BASE_PMR1b |  | BASE | BASE | BASE | BASE_PMR1b |  | BASE_PMR1b |  | MOD_CNST | MTSAO_BQ | MOD_CNST | UNC | DIESEL_LNG | NO_MIN_GAS | NO_MIN_GAS | BASE | BASE | EAF_60 | none | none | IRP24_LOW | RES_MRGN_10 | BASE3
| S449 | 0 |  |  | copt | copt |  |  | 0 |  | none |  |  | [2025, 2029]+list(range(2030,2051,5)) | range(2030,2051,2) | W_P50 | W_P50 | SL_1 | 1 | redz_corridors_eia | copt |  | existing+tdp | BASE_COALFLEX | DELAYED_ESKOM_2035 |  |  | 60% | 100% | BASE_PMR1b |  | BASE | BASE | BASE | BASE_PMR1b |  | BASE_PMR1b |  | MOD_CNST | MTSAO_BQ | MOD_CNST | UNC | DIESEL_LNG | NO_MIN_GAS | NO_MIN_GAS | BASE | BASE | EAF_60 | none | none | IRP24_LOW | RES_MRGN_10 | BASE3
| S450 | 0 |  |  | copt | copt |  |  | 0 |  | none |  |  | [2025, 2029]+list(range(2030,2051,5)) | range(2030,2051,2) | W_P50 | W_P50 | SL_1 | 1 | redz_corridors_eia | copt |  | existing+tdp | BASE_COALFLEX | DELAYED_ESKOM_2035 |  |  | 60% | 50% | BASE_PMR1b |  | BASE | BASE | BASE | BASE_PMR1b |  | BASE_PMR1b |  | MOD_CNST | MTSAO_BQ | MOD_CNST | UNC | DIESEL_LNG | NO_MIN_GAS | NO_MIN_GAS | BASE | BASE | EAF_60 | none | none | IRP24_LOW | RES_MRGN_10 | BASE3
| S451 | 0 |  |  | copt | copt |  |  | 0 |  | none |  |  | [2025, 2029]+list(range(2030,2051,5)) | range(2030,2051,2) | W_P50 | W_P50 | SL_1 | 1 | redz_corridors_eia | copt |  | existing+tdp | BASE_COALFLEX | DELAYED_ESKOM_2035 |  |  | 50% | 150% | BASE_PMR1b |  | BASE | BASE | BASE | BASE_PMR1b |  | BASE_PMR1b |  | MOD_CNST | MTSAO_BQ | MOD_CNST | UNC | DIESEL_LNG | NO_MIN_GAS | NO_MIN_GAS | BASE | BASE | EAF_60 | none | none | IRP24_LOW | RES_MRGN_10 | BASE3
| S452 | 0 |  |  | copt | copt |  |  | 0 |  | none |  |  | [2025, 2029]+list(range(2030,2051,5)) | range(2030,2051,2) | W_P50 | W_P50 | SL_1 | 1 | redz_corridors_eia | copt |  | existing+tdp | BASE_COALFLEX | DELAYED_ESKOM_2035 |  |  | 50% | 100% | BASE_PMR1b |  | BASE | BASE | BASE | BASE_PMR1b |  | BASE_PMR1b |  | MOD_CNST | MTSAO_BQ | MOD_CNST | UNC | DIESEL_LNG | NO_MIN_GAS | NO_MIN_GAS | BASE | BASE | EAF_60 | none | none | IRP24_LOW | RES_MRGN_10 | BASE3
| S453 | 0 |  |  | copt | copt |  |  | 0 |  | none |  |  | [2025, 2029]+list(range(2030,2051,5)) | range(2030,2051,2) | W_P50 | W_P50 | SL_1 | 1 | redz_corridors_eia | copt |  | existing+tdp | BASE_COALFLEX | DELAYED_ESKOM_2035 |  |  | 50% | 50% | BASE_PMR1b |  | BASE | BASE | BASE | BASE_PMR1b |  | BASE_PMR1b |  | MOD_CNST | MTSAO_BQ | MOD_CNST | UNC | DIESEL_LNG | NO_MIN_GAS | NO_MIN_GAS | BASE | BASE | EAF_60 | none | none | IRP24_LOW | RES_MRGN_10 | BASE3
| S454 | 0 |  |  | copt | copt |  |  | 0 |  | none |  |  | [2025, 2029]+list(range(2030,2051,5)) | range(2030,2051,2) | W_P50 | W_P50 | SL_1 | 1 | redz_corridors_eia | copt |  | existing+tdp | BASE_COALFLEX | DELAYED_ESKOM_2035 |  |  | 40% | 150% | BASE_PMR1b |  | BASE | BASE | BASE | BASE_PMR1b |  | BASE_PMR1b |  | MOD_CNST | MTSAO_BQ | MOD_CNST | UNC | DIESEL_LNG | NO_MIN_GAS | NO_MIN_GAS | BASE | BASE | EAF_60 | none | none | IRP24_LOW | RES_MRGN_10 | BASE3
| S455 | 0 |  |  | copt | copt |  |  | 0 |  | none |  |  | [2025, 2029]+list(range(2030,2051,5)) | range(2030,2051,2) | W_P50 | W_P50 | SL_1 | 1 | redz_corridors_eia | copt |  | existing+tdp | BASE_COALFLEX | DELAYED_ESKOM_2035 |  |  | 40% | 100% | BASE_PMR1b |  | BASE | BASE | BASE | BASE_PMR1b |  | BASE_PMR1b |  | MOD_CNST | MTSAO_BQ | MOD_CNST | UNC | DIESEL_LNG | NO_MIN_GAS | NO_MIN_GAS | BASE | BASE | EAF_60 | none | none | IRP24_LOW | RES_MRGN_10 | BASE3
| S456 | 0 |  |  | copt | copt |  |  | 0 |  | none |  |  | [2025, 2029]+list(range(2030,2051,5)) | range(2030,2051,2) | W_P50 | W_P50 | SL_1 | 1 | redz_corridors_eia | copt |  | existing+tdp | BASE_COALFLEX | DELAYED_ESKOM_2035 |  |  | 40% | 50% | BASE_PMR1b |  | BASE | BASE | BASE | BASE_PMR1b |  | BASE_PMR1b |  | MOD_CNST | MTSAO_BQ | MOD_CNST | UNC | DIESEL_LNG | NO_MIN_GAS | NO_MIN_GAS | BASE | BASE | EAF_60 | none | none | IRP24_LOW | RES_MRGN_10 | BASE3
| S457 | 0 |  |  | copt | copt |  |  | 0 |  | none |  |  | [2025, 2029]+list(range(2030,2051,5)) | range(2030,2051,2) | W_P50 | W_P50 | SL_6 | 1 | redz_corridors_eia | copt |  | existing+tdp | BASE_COALFLEX | DELAYED_ESKOM_2035 |  |  | 70% | 150% | BASE_PMR1b |  | BASE | BASE | BASE | BASE_PMR1b |  | BASE_PMR1b |  | MOD_CNST | MTSAO_BQ | MOD_CNST | UNC | DIESEL_LNG | NO_MIN_GAS | NO_MIN_GAS | BASE | BASE | EAF_60 | none | none | IRP24_LOW | RES_MRGN_10 | BASE3
| S458 | 0 |  |  | copt | copt |  |  | 0 |  | none |  |  | [2025, 2029]+list(range(2030,2051,5)) | range(2030,2051,2) | W_P50 | W_P50 | SL_6 | 1 | redz_corridors_eia | copt |  | existing+tdp | BASE_COALFLEX | DELAYED_ESKOM_2035 |  |  | 70% | 100% | BASE_PMR1b |  | BASE | BASE | BASE | BASE_PMR1b |  | BASE_PMR1b |  | MOD_CNST | MTSAO_BQ | MOD_CNST | UNC | DIESEL_LNG | NO_MIN_GAS | NO_MIN_GAS | BASE | BASE | EAF_60 | none | none | IRP24_LOW | RES_MRGN_10 | BASE3
| S459 | 0 |  |  | copt | copt |  |  | 0 |  | none |  |  | [2025, 2029]+list(range(2030,2051,5)) | range(2030,2051,2) | W_P50 | W_P50 | SL_6 | 1 | redz_corridors_eia | copt |  | existing+tdp | BASE_COALFLEX | DELAYED_ESKOM_2035 |  |  | 70% | 50% | BASE_PMR1b |  | BASE | BASE | BASE | BASE_PMR1b |  | BASE_PMR1b |  | MOD_CNST | MTSAO_BQ | MOD_CNST | UNC | DIESEL_LNG | NO_MIN_GAS | NO_MIN_GAS | BASE | BASE | EAF_60 | none | none | IRP24_LOW | RES_MRGN_10 | BASE3
| S460 | 0 |  |  | copt | copt |  |  | 0 |  | none |  |  | [2025, 2029]+list(range(2030,2051,5)) | range(2030,2051,2) | W_P50 | W_P50 | SL_6 | 1 | redz_corridors_eia | copt |  | existing+tdp | BASE_COALFLEX | DELAYED_ESKOM_2035 |  |  | 60% | 150% | BASE_PMR1b |  | BASE | BASE | BASE | BASE_PMR1b |  | BASE_PMR1b |  | MOD_CNST | MTSAO_BQ | MOD_CNST | UNC | DIESEL_LNG | NO_MIN_GAS | NO_MIN_GAS | BASE | BASE | EAF_60 | none | none | IRP24_LOW | RES_MRGN_10 | BASE3
| S461 | 0 |  |  | copt | copt |  |  | 0 |  | none |  |  | [2025, 2029]+list(range(2030,2051,5)) | range(2030,2051,2) | W_P50 | W_P50 | SL_6 | 1 | redz_corridors_eia | copt |  | existing+tdp | BASE_COALFLEX | DELAYED_ESKOM_2035 |  |  | 60% | 100% | BASE_PMR1b |  | BASE | BASE | BASE | BASE_PMR1b |  | BASE_PMR1b |  | MOD_CNST | MTSAO_BQ | MOD_CNST | UNC | DIESEL_LNG | NO_MIN_GAS | NO_MIN_GAS | BASE | BASE | EAF_60 | none | none | IRP24_LOW | RES_MRGN_10 | BASE3
| S462 | 0 |  |  | copt | copt |  |  | 0 |  | none |  |  | [2025, 2029]+list(range(2030,2051,5)) | range(2030,2051,2) | W_P50 | W_P50 | SL_6 | 1 | redz_corridors_eia | copt |  | existing+tdp | BASE_COALFLEX | DELAYED_ESKOM_2035 |  |  | 60% | 50% | BASE_PMR1b |  | BASE | BASE | BASE | BASE_PMR1b |  | BASE_PMR1b |  | MOD_CNST | MTSAO_BQ | MOD_CNST | UNC | DIESEL_LNG | NO_MIN_GAS | NO_MIN_GAS | BASE | BASE | EAF_60 | none | none | IRP24_LOW | RES_MRGN_10 | BASE3
| S463 | 0 |  |  | copt | copt |  |  | 0 |  | none |  |  | [2025, 2029]+list(range(2030,2051,5)) | range(2030,2051,2) | W_P50 | W_P50 | SL_6 | 1 | redz_corridors_eia | copt |  | existing+tdp | BASE_COALFLEX | DELAYED_ESKOM_2035 |  |  | 50% | 150% | BASE_PMR1b |  | BASE | BASE | BASE | BASE_PMR1b |  | BASE_PMR1b |  | MOD_CNST | MTSAO_BQ | MOD_CNST | UNC | DIESEL_LNG | NO_MIN_GAS | NO_MIN_GAS | BASE | BASE | EAF_60 | none | none | IRP24_LOW | RES_MRGN_10 | BASE3
| S464 | 0 |  |  | copt | copt |  |  | 0 |  | none |  |  | [2025, 2029]+list(range(2030,2051,5)) | range(2030,2051,2) | W_P50 | W_P50 | SL_6 | 1 | redz_corridors_eia | copt |  | existing+tdp | BASE_COALFLEX | DELAYED_ESKOM_2035 |  |  | 50% | 100% | BASE_PMR1b |  | BASE | BASE | BASE | BASE_PMR1b |  | BASE_PMR1b |  | MOD_CNST | MTSAO_BQ | MOD_CNST | UNC | DIESEL_LNG | NO_MIN_GAS | NO_MIN_GAS | BASE | BASE | EAF_60 | none | none | IRP24_LOW | RES_MRGN_10 | BASE3
| S465 | 0 |  |  | copt | copt |  |  | 0 |  | none |  |  | [2025, 2029]+list(range(2030,2051,5)) | range(2030,2051,2) | W_P50 | W_P50 | SL_6 | 1 | redz_corridors_eia | copt |  | existing+tdp | BASE_COALFLEX | DELAYED_ESKOM_2035 |  |  | 50% | 50% | BASE_PMR1b |  | BASE | BASE | BASE | BASE_PMR1b |  | BASE_PMR1b |  | MOD_CNST | MTSAO_BQ | MOD_CNST | UNC | DIESEL_LNG | NO_MIN_GAS | NO_MIN_GAS | BASE | BASE | EAF_60 | none | none | IRP24_LOW | RES_MRGN_10 | BASE3
| S466 | 0 |  |  | copt | copt |  |  | 0 |  | none |  |  | [2025, 2029]+list(range(2030,2051,5)) | range(2030,2051,2) | W_P50 | W_P50 | SL_6 | 1 | redz_corridors_eia | copt |  | existing+tdp | BASE_COALFLEX | DELAYED_ESKOM_2035 |  |  | 40% | 150% | BASE_PMR1b |  | BASE | BASE | BASE | BASE_PMR1b |  | BASE_PMR1b |  | MOD_CNST | MTSAO_BQ | MOD_CNST | UNC | DIESEL_LNG | NO_MIN_GAS | NO_MIN_GAS | BASE | BASE | EAF_60 | none | none | IRP24_LOW | RES_MRGN_10 | BASE3
| S467 | 0 |  |  | copt | copt |  |  | 0 |  | none |  |  | [2025, 2029]+list(range(2030,2051,5)) | range(2030,2051,2) | W_P50 | W_P50 | SL_6 | 1 | redz_corridors_eia | copt |  | existing+tdp | BASE_COALFLEX | DELAYED_ESKOM_2035 |  |  | 40% | 100% | BASE_PMR1b |  | BASE | BASE | BASE | BASE_PMR1b |  | BASE_PMR1b |  | MOD_CNST | MTSAO_BQ | MOD_CNST | UNC | DIESEL_LNG | NO_MIN_GAS | NO_MIN_GAS | BASE | BASE | EAF_60 | none | none | IRP24_LOW | RES_MRGN_10 | BASE3
| S468 | 0 |  |  | copt | copt |  |  | 0 |  | none |  |  | [2025, 2029]+list(range(2030,2051,5)) | range(2030,2051,2) | W_P50 | W_P50 | SL_6 | 1 | redz_corridors_eia | copt |  | existing+tdp | BASE_COALFLEX | DELAYED_ESKOM_2035 |  |  | 40% | 50% | BASE_PMR1b |  | BASE | BASE | BASE | BASE_PMR1b |  | BASE_PMR1b |  | MOD_CNST | MTSAO_BQ | MOD_CNST | UNC | DIESEL_LNG | NO_MIN_GAS | NO_MIN_GAS | BASE | BASE | EAF_60 | none | none | IRP24_LOW | RES_MRGN_10 | BASE3
| S469 | 0 |  |  | copt | copt |  |  | 0 |  | none |  |  | [2025, 2029]+list(range(2030,2051,5)) | range(2030,2051,2) | W_P50 | W_P50 | SL_12 | 1 | redz_corridors_eia | copt |  | existing+tdp | BASE_COALFLEX | DELAYED_ESKOM_2035 |  |  | 70% | 150% | BASE_PMR1b |  | BASE | BASE | BASE | BASE_PMR1b |  | BASE_PMR1b |  | MOD_CNST | MTSAO_BQ | MOD_CNST | UNC | DIESEL_LNG | NO_MIN_GAS | NO_MIN_GAS | BASE | BASE | EAF_60 | none | none | IRP24_LOW | RES_MRGN_10 | BASE3
| S470 | 0 |  |  | copt | copt |  |  | 0 |  | none |  |  | [2025, 2029]+list(range(2030,2051,5)) | range(2030,2051,2) | W_P50 | W_P50 | SL_12 | 1 | redz_corridors_eia | copt |  | existing+tdp | BASE_COALFLEX | DELAYED_ESKOM_2035 |  |  | 70% | 100% | BASE_PMR1b |  | BASE | BASE | BASE | BASE_PMR1b |  | BASE_PMR1b |  | MOD_CNST | MTSAO_BQ | MOD_CNST | UNC | DIESEL_LNG | NO_MIN_GAS | NO_MIN_GAS | BASE | BASE | EAF_60 | none | none | IRP24_LOW | RES_MRGN_10 | BASE3
| S471 | 0 |  |  | copt | copt |  |  | 0 |  | none |  |  | [2025, 2029]+list(range(2030,2051,5)) | range(2030,2051,2) | W_P50 | W_P50 | SL_12 | 1 | redz_corridors_eia | copt |  | existing+tdp | BASE_COALFLEX | DELAYED_ESKOM_2035 |  |  | 70% | 50% | BASE_PMR1b |  | BASE | BASE | BASE | BASE_PMR1b |  | BASE_PMR1b |  | MOD_CNST | MTSAO_BQ | MOD_CNST | UNC | DIESEL_LNG | NO_MIN_GAS | NO_MIN_GAS | BASE | BASE | EAF_60 | none | none | IRP24_LOW | RES_MRGN_10 | BASE3
| S472 | 0 |  |  | copt | copt |  |  | 0 |  | none |  |  | [2025, 2029]+list(range(2030,2051,5)) | range(2030,2051,2) | W_P50 | W_P50 | SL_12 | 1 | redz_corridors_eia | copt |  | existing+tdp | BASE_COALFLEX | DELAYED_ESKOM_2035 |  |  | 60% | 150% | BASE_PMR1b |  | BASE | BASE | BASE | BASE_PMR1b |  | BASE_PMR1b |  | MOD_CNST | MTSAO_BQ | MOD_CNST | UNC | DIESEL_LNG | NO_MIN_GAS | NO_MIN_GAS | BASE | BASE | EAF_60 | none | none | IRP24_LOW | RES_MRGN_10 | BASE3
| S473 | 0 |  |  | copt | copt |  |  | 0 |  | none |  |  | [2025, 2029]+list(range(2030,2051,5)) | range(2030,2051,2) | W_P50 | W_P50 | SL_12 | 1 | redz_corridors_eia | copt |  | existing+tdp | BASE_COALFLEX | DELAYED_ESKOM_2035 |  |  | 60% | 100% | BASE_PMR1b |  | BASE | BASE | BASE | BASE_PMR1b |  | BASE_PMR1b |  | MOD_CNST | MTSAO_BQ | MOD_CNST | UNC | DIESEL_LNG | NO_MIN_GAS | NO_MIN_GAS | BASE | BASE | EAF_60 | none | none | IRP24_LOW | RES_MRGN_10 | BASE3
| S474 | 0 |  |  | copt | copt |  |  | 0 |  | none |  |  | [2025, 2029]+list(range(2030,2051,5)) | range(2030,2051,2) | W_P50 | W_P50 | SL_12 | 1 | redz_corridors_eia | copt |  | existing+tdp | BASE_COALFLEX | DELAYED_ESKOM_2035 |  |  | 60% | 50% | BASE_PMR1b |  | BASE | BASE | BASE | BASE_PMR1b |  | BASE_PMR1b |  | MOD_CNST | MTSAO_BQ | MOD_CNST | UNC | DIESEL_LNG | NO_MIN_GAS | NO_MIN_GAS | BASE | BASE | EAF_60 | none | none | IRP24_LOW | RES_MRGN_10 | BASE3
| S475 | 0 |  |  | copt | copt |  |  | 0 |  | none |  |  | [2025, 2029]+list(range(2030,2051,5)) | range(2030,2051,2) | W_P50 | W_P50 | SL_12 | 1 | redz_corridors_eia | copt |  | existing+tdp | BASE_COALFLEX | DELAYED_ESKOM_2035 |  |  | 50% | 150% | BASE_PMR1b |  | BASE | BASE | BASE | BASE_PMR1b |  | BASE_PMR1b |  | MOD_CNST | MTSAO_BQ | MOD_CNST | UNC | DIESEL_LNG | NO_MIN_GAS | NO_MIN_GAS | BASE | BASE | EAF_60 | none | none | IRP24_LOW | RES_MRGN_10 | BASE3
| S476 | 0 |  |  | copt | copt |  |  | 0 |  | none |  |  | [2025, 2029]+list(range(2030,2051,5)) | range(2030,2051,2) | W_P50 | W_P50 | SL_12 | 1 | redz_corridors_eia | copt |  | existing+tdp | BASE_COALFLEX | DELAYED_ESKOM_2035 |  |  | 50% | 100% | BASE_PMR1b |  | BASE | BASE | BASE | BASE_PMR1b |  | BASE_PMR1b |  | MOD_CNST | MTSAO_BQ | MOD_CNST | UNC | DIESEL_LNG | NO_MIN_GAS | NO_MIN_GAS | BASE | BASE | EAF_60 | none | none | IRP24_LOW | RES_MRGN_10 | BASE3
| S477 | 0 |  |  | copt | copt |  |  | 0 |  | none |  |  | [2025, 2029]+list(range(2030,2051,5)) | range(2030,2051,2) | W_P50 | W_P50 | SL_12 | 1 | redz_corridors_eia | copt |  | existing+tdp | BASE_COALFLEX | DELAYED_ESKOM_2035 |  |  | 50% | 50% | BASE_PMR1b |  | BASE | BASE | BASE | BASE_PMR1b |  | BASE_PMR1b |  | MOD_CNST | MTSAO_BQ | MOD_CNST | UNC | DIESEL_LNG | NO_MIN_GAS | NO_MIN_GAS | BASE | BASE | EAF_60 | none | none | IRP24_LOW | RES_MRGN_10 | BASE3
| S478 | 0 |  |  | copt | copt |  |  | 0 |  | none |  |  | [2025, 2029]+list(range(2030,2051,5)) | range(2030,2051,2) | W_P50 | W_P50 | SL_12 | 1 | redz_corridors_eia | copt |  | existing+tdp | BASE_COALFLEX | DELAYED_ESKOM_2035 |  |  | 40% | 150% | BASE_PMR1b |  | BASE | BASE | BASE | BASE_PMR1b |  | BASE_PMR1b |  | MOD_CNST | MTSAO_BQ | MOD_CNST | UNC | DIESEL_LNG | NO_MIN_GAS | NO_MIN_GAS | BASE | BASE | EAF_60 | none | none | IRP24_LOW | RES_MRGN_10 | BASE3
| S479 | 0 |  |  | copt | copt |  |  | 0 |  | none |  |  | [2025, 2029]+list(range(2030,2051,5)) | range(2030,2051,2) | W_P50 | W_P50 | SL_12 | 1 | redz_corridors_eia | copt |  | existing+tdp | BASE_COALFLEX | DELAYED_ESKOM_2035 |  |  | 40% | 100% | BASE_PMR1b |  | BASE | BASE | BASE | BASE_PMR1b |  | BASE_PMR1b |  | MOD_CNST | MTSAO_BQ | MOD_CNST | UNC | DIESEL_LNG | NO_MIN_GAS | NO_MIN_GAS | BASE | BASE | EAF_60 | none | none | IRP24_LOW | RES_MRGN_10 | BASE3
| S480 | 0 |  |  | copt | copt |  |  | 0 |  | none |  |  | [2025, 2029]+list(range(2030,2051,5)) | range(2030,2051,2) | W_P50 | W_P50 | SL_12 | 1 | redz_corridors_eia | copt |  | existing+tdp | BASE_COALFLEX | DELAYED_ESKOM_2035 |  |  | 40% | 50% | BASE_PMR1b |  | BASE | BASE | BASE | BASE_PMR1b |  | BASE_PMR1b |  | MOD_CNST | MTSAO_BQ | MOD_CNST | UNC | DIESEL_LNG | NO_MIN_GAS | NO_MIN_GAS | BASE | BASE | EAF_60 | none | none | IRP24_LOW | RES_MRGN_10 | BASE3
| S481 | 0 |  | pklein-DESKTOP | copt | copt |  |  | 0 |  | none |  |  | [2025, 2029]+list(range(2030,2051,5)) | range(2030,2051,2) | W_P50 | W_P50 | SL_0 | 1 | redz_corridors_eia | copt | LC | existing+tdp | BASE_COALFLEX | DELAYED_ESKOM_2035 |  |  | 70% | 150% | BASE_PMR1b | FS_2045 | BASE | BASE | BASE | BASE_PMR1b |  | BASE_PMR1b | FS_2045 | MOD_CNST | MTSAO_BQ | MOD_CNST | UNC | DIESEL_LNG | NO_MIN_GAS | NO_MIN_GAS | BASE | BASE | EAF_60 | none | HIGH_PMR1b | IRP24_LOW | RES_MRGN_10 | BASE3
| S482 | 0 |  |  | copt | copt |  |  | 0 |  | none |  |  | [2025, 2029]+list(range(2030,2051,5)) | range(2030,2051,2) | W_P50 | W_P50 | SL_0 | 1 | redz_corridors_eia | copt | LC | existing+tdp | BASE_COALFLEX | DELAYED_ESKOM_2035 |  |  | 70% | 100% | BASE_PMR1b |  | BASE | BASE | BASE | BASE_PMR1b |  | BASE_PMR1b |  | MOD_CNST | MTSAO_BQ | MOD_CNST | UNC | DIESEL_LNG | NO_MIN_GAS | NO_MIN_GAS | BASE | BASE | EAF_60 | none | HIGH_PMR1b | IRP24_LOW | RES_MRGN_10 | BASE3
| S483 | 0 |  |  | copt | copt |  |  | 0 |  | none |  |  | [2025, 2029]+list(range(2030,2051,5)) | range(2030,2051,2) | W_P50 | W_P50 | SL_0 | 1 | redz_corridors_eia | copt |  | existing+tdp | BASE_COALFLEX | DELAYED_ESKOM_2035 |  |  | 70% | 50% | BASE_PMR1b |  | BASE | BASE | BASE | BASE_PMR1b |  | BASE_PMR1b |  | MOD_CNST | MTSAO_BQ | MOD_CNST | UNC | DIESEL_LNG | NO_MIN_GAS | NO_MIN_GAS | BASE | BASE | EAF_60 | none | HIGH_PMR1b | IRP24_LOW | RES_MRGN_10 | BASE3
| S484 | 0 |  |  | copt | copt |  |  | 0 |  | none |  |  | [2025, 2029]+list(range(2030,2051,5)) | range(2030,2051,2) | W_P50 | W_P50 | SL_0 | 1 | redz_corridors_eia | copt |  | existing+tdp | BASE_COALFLEX | DELAYED_ESKOM_2035 |  |  | 60% | 150% | BASE_PMR1b |  | BASE | BASE | BASE | BASE_PMR1b |  | BASE_PMR1b |  | MOD_CNST | MTSAO_BQ | MOD_CNST | UNC | DIESEL_LNG | NO_MIN_GAS | NO_MIN_GAS | BASE | BASE | EAF_60 | none | HIGH_PMR1b | IRP24_LOW | RES_MRGN_10 | BASE3
| S485 | 0 |  |  | copt | copt |  |  | 0 |  | none |  |  | [2025, 2029]+list(range(2030,2051,5)) | range(2030,2051,2) | W_P50 | W_P50 | SL_0 | 1 | redz_corridors_eia | copt |  | existing+tdp | BASE_COALFLEX | DELAYED_ESKOM_2035 |  |  | 60% | 100% | BASE_PMR1b |  | BASE | BASE | BASE | BASE_PMR1b |  | BASE_PMR1b |  | MOD_CNST | MTSAO_BQ | MOD_CNST | UNC | DIESEL_LNG | NO_MIN_GAS | NO_MIN_GAS | BASE | BASE | EAF_60 | none | HIGH_PMR1b | IRP24_LOW | RES_MRGN_10 | BASE3
| S486 | 0 |  |  | copt | copt |  |  | 0 |  | none |  |  | [2025, 2029]+list(range(2030,2051,5)) | range(2030,2051,2) | W_P50 | W_P50 | SL_0 | 1 | redz_corridors_eia | copt |  | existing+tdp | BASE_COALFLEX | DELAYED_ESKOM_2035 |  |  | 60% | 50% | BASE_PMR1b |  | BASE | BASE | BASE | BASE_PMR1b |  | BASE_PMR1b |  | MOD_CNST | MTSAO_BQ | MOD_CNST | UNC | DIESEL_LNG | NO_MIN_GAS | NO_MIN_GAS | BASE | BASE | EAF_60 | none | HIGH_PMR1b | IRP24_LOW | RES_MRGN_10 | BASE3
| S487 | 0 |  |  | copt | copt |  |  | 0 |  | none |  |  | [2025, 2029]+list(range(2030,2051,5)) | range(2030,2051,2) | W_P50 | W_P50 | SL_0 | 1 | redz_corridors_eia | copt |  | existing+tdp | BASE_COALFLEX | DELAYED_ESKOM_2035 |  |  | 50% | 150% | BASE_PMR1b |  | BASE | BASE | BASE | BASE_PMR1b |  | BASE_PMR1b |  | MOD_CNST | MTSAO_BQ | MOD_CNST | UNC | DIESEL_LNG | NO_MIN_GAS | NO_MIN_GAS | BASE | BASE | EAF_60 | none | HIGH_PMR1b | IRP24_LOW | RES_MRGN_10 | BASE3
| S488 | 0 |  |  | copt | copt |  |  | 0 |  | none |  |  | [2025, 2029]+list(range(2030,2051,5)) | range(2030,2051,2) | W_P50 | W_P50 | SL_0 | 1 | redz_corridors_eia | copt |  | existing+tdp | BASE_COALFLEX | DELAYED_ESKOM_2035 |  |  | 50% | 100% | BASE_PMR1b |  | BASE | BASE | BASE | BASE_PMR1b |  | BASE_PMR1b |  | MOD_CNST | MTSAO_BQ | MOD_CNST | UNC | DIESEL_LNG | NO_MIN_GAS | NO_MIN_GAS | BASE | BASE | EAF_60 | none | HIGH_PMR1b | IRP24_LOW | RES_MRGN_10 | BASE3
| S489 | 0 |  |  | copt | copt |  |  | 0 |  | none |  |  | [2025, 2029]+list(range(2030,2051,5)) | range(2030,2051,2) | W_P50 | W_P50 | SL_0 | 1 | redz_corridors_eia | copt |  | existing+tdp | BASE_COALFLEX | DELAYED_ESKOM_2035 |  |  | 50% | 50% | BASE_PMR1b |  | BASE | BASE | BASE | BASE_PMR1b |  | BASE_PMR1b |  | MOD_CNST | MTSAO_BQ | MOD_CNST | UNC | DIESEL_LNG | NO_MIN_GAS | NO_MIN_GAS | BASE | BASE | EAF_60 | none | HIGH_PMR1b | IRP24_LOW | RES_MRGN_10 | BASE3
| S490 | 0 |  |  | copt | copt |  |  | 0 |  | none |  |  | [2025, 2029]+list(range(2030,2051,5)) | range(2030,2051,2) | W_P50 | W_P50 | SL_0 | 1 | redz_corridors_eia | copt |  | existing+tdp | BASE_COALFLEX | DELAYED_ESKOM_2035 |  |  | 40% | 150% | BASE_PMR1b |  | BASE | BASE | BASE | BASE_PMR1b |  | BASE_PMR1b |  | MOD_CNST | MTSAO_BQ | MOD_CNST | UNC | DIESEL_LNG | NO_MIN_GAS | NO_MIN_GAS | BASE | BASE | EAF_60 | none | HIGH_PMR1b | IRP24_LOW | RES_MRGN_10 | BASE3
| S491 | 0 |  |  | copt | copt |  |  | 0 |  | none |  |  | [2025, 2029]+list(range(2030,2051,5)) | range(2030,2051,2) | W_P50 | W_P50 | SL_0 | 1 | redz_corridors_eia | copt |  | existing+tdp | BASE_COALFLEX | DELAYED_ESKOM_2035 |  |  | 40% | 100% | BASE_PMR1b |  | BASE | BASE | BASE | BASE_PMR1b |  | BASE_PMR1b |  | MOD_CNST | MTSAO_BQ | MOD_CNST | UNC | DIESEL_LNG | NO_MIN_GAS | NO_MIN_GAS | BASE | BASE | EAF_60 | none | HIGH_PMR1b | IRP24_LOW | RES_MRGN_10 | BASE3
| S492 | 0 |  |  | copt | copt |  |  | 0 |  | none |  |  | [2025, 2029]+list(range(2030,2051,5)) | range(2030,2051,2) | W_P50 | W_P50 | SL_0 | 1 | redz_corridors_eia | copt |  | existing+tdp | BASE_COALFLEX | DELAYED_ESKOM_2035 |  |  | 40% | 50% | BASE_PMR1b |  | BASE | BASE | BASE | BASE_PMR1b |  | BASE_PMR1b |  | MOD_CNST | MTSAO_BQ | MOD_CNST | UNC | DIESEL_LNG | NO_MIN_GAS | NO_MIN_GAS | BASE | BASE | EAF_60 | none | HIGH_PMR1b | IRP24_LOW | RES_MRGN_10 | BASE3
| S493 | 0 |  |  | copt | copt |  |  | 0 |  | none |  |  | [2025, 2029]+list(range(2030,2051,5)) | range(2030,2051,2) | W_P50 | W_P50 | SL_1 | 1 | redz_corridors_eia | copt |  | existing+tdp | BASE_COALFLEX | DELAYED_ESKOM_2035 |  |  | 70% | 150% | BASE_PMR1b |  | BASE | BASE | BASE | BASE_PMR1b |  | BASE_PMR1b |  | MOD_CNST | MTSAO_BQ | MOD_CNST | UNC | DIESEL_LNG | NO_MIN_GAS | NO_MIN_GAS | BASE | BASE | EAF_60 | none | HIGH_PMR1b | IRP24_LOW | RES_MRGN_10 | BASE3
| S494 | 0 |  |  | copt | copt |  |  | 0 |  | none |  |  | [2025, 2029]+list(range(2030,2051,5)) | range(2030,2051,2) | W_P50 | W_P50 | SL_1 | 1 | redz_corridors_eia | copt |  | existing+tdp | BASE_COALFLEX | DELAYED_ESKOM_2035 |  |  | 70% | 100% | BASE_PMR1b |  | BASE | BASE | BASE | BASE_PMR1b |  | BASE_PMR1b |  | MOD_CNST | MTSAO_BQ | MOD_CNST | UNC | DIESEL_LNG | NO_MIN_GAS | NO_MIN_GAS | BASE | BASE | EAF_60 | none | HIGH_PMR1b | IRP24_LOW | RES_MRGN_10 | BASE3
| S495 | 0 |  |  | copt | copt |  |  | 0 |  | none |  |  | [2025, 2029]+list(range(2030,2051,5)) | range(2030,2051,2) | W_P50 | W_P50 | SL_1 | 1 | redz_corridors_eia | copt |  | existing+tdp | BASE_COALFLEX | DELAYED_ESKOM_2035 |  |  | 70% | 50% | BASE_PMR1b |  | BASE | BASE | BASE | BASE_PMR1b |  | BASE_PMR1b |  | MOD_CNST | MTSAO_BQ | MOD_CNST | UNC | DIESEL_LNG | NO_MIN_GAS | NO_MIN_GAS | BASE | BASE | EAF_60 | none | HIGH_PMR1b | IRP24_LOW | RES_MRGN_10 | BASE3
| S496 | 0 |  |  | copt | copt |  |  | 0 |  | none |  |  | [2025, 2029]+list(range(2030,2051,5)) | range(2030,2051,2) | W_P50 | W_P50 | SL_1 | 1 | redz_corridors_eia | copt |  | existing+tdp | BASE_COALFLEX | DELAYED_ESKOM_2035 |  |  | 60% | 150% | BASE_PMR1b |  | BASE | BASE | BASE | BASE_PMR1b |  | BASE_PMR1b |  | MOD_CNST | MTSAO_BQ | MOD_CNST | UNC | DIESEL_LNG | NO_MIN_GAS | NO_MIN_GAS | BASE | BASE | EAF_60 | none | HIGH_PMR1b | IRP24_LOW | RES_MRGN_10 | BASE3
| S497 | 0 |  |  | copt | copt |  |  | 0 |  | none |  |  | [2025, 2029]+list(range(2030,2051,5)) | range(2030,2051,2) | W_P50 | W_P50 | SL_1 | 1 | redz_corridors_eia | copt |  | existing+tdp | BASE_COALFLEX | DELAYED_ESKOM_2035 |  |  | 60% | 100% | BASE_PMR1b |  | BASE | BASE | BASE | BASE_PMR1b |  | BASE_PMR1b |  | MOD_CNST | MTSAO_BQ | MOD_CNST | UNC | DIESEL_LNG | NO_MIN_GAS | NO_MIN_GAS | BASE | BASE | EAF_60 | none | HIGH_PMR1b | IRP24_LOW | RES_MRGN_10 | BASE3
| S498 | 0 |  |  | copt | copt |  |  | 0 |  | none |  |  | [2025, 2029]+list(range(2030,2051,5)) | range(2030,2051,2) | W_P50 | W_P50 | SL_1 | 1 | redz_corridors_eia | copt |  | existing+tdp | BASE_COALFLEX | DELAYED_ESKOM_2035 |  |  | 60% | 50% | BASE_PMR1b |  | BASE | BASE | BASE | BASE_PMR1b |  | BASE_PMR1b |  | MOD_CNST | MTSAO_BQ | MOD_CNST | UNC | DIESEL_LNG | NO_MIN_GAS | NO_MIN_GAS | BASE | BASE | EAF_60 | none | HIGH_PMR1b | IRP24_LOW | RES_MRGN_10 | BASE3
| S499 | 0 |  |  | copt | copt |  |  | 0 |  | none |  |  | [2025, 2029]+list(range(2030,2051,5)) | range(2030,2051,2) | W_P50 | W_P50 | SL_1 | 1 | redz_corridors_eia | copt |  | existing+tdp | BASE_COALFLEX | DELAYED_ESKOM_2035 |  |  | 50% | 150% | BASE_PMR1b |  | BASE | BASE | BASE | BASE_PMR1b |  | BASE_PMR1b |  | MOD_CNST | MTSAO_BQ | MOD_CNST | UNC | DIESEL_LNG | NO_MIN_GAS | NO_MIN_GAS | BASE | BASE | EAF_60 | none | HIGH_PMR1b | IRP24_LOW | RES_MRGN_10 | BASE3
| S500 | 0 |  |  | copt | copt |  |  | 0 |  | none |  |  | [2025, 2029]+list(range(2030,2051,5)) | range(2030,2051,2) | W_P50 | W_P50 | SL_1 | 1 | redz_corridors_eia | copt |  | existing+tdp | BASE_COALFLEX | DELAYED_ESKOM_2035 |  |  | 50% | 100% | BASE_PMR1b |  | BASE | BASE | BASE | BASE_PMR1b |  | BASE_PMR1b |  | MOD_CNST | MTSAO_BQ | MOD_CNST | UNC | DIESEL_LNG | NO_MIN_GAS | NO_MIN_GAS | BASE | BASE | EAF_60 | none | HIGH_PMR1b | IRP24_LOW | RES_MRGN_10 | BASE3
| S501 | 0 |  |  | copt | copt |  |  | 0 |  | none |  |  | [2025, 2029]+list(range(2030,2051,5)) | range(2030,2051,2) | W_P50 | W_P50 | SL_1 | 1 | redz_corridors_eia | copt |  | existing+tdp | BASE_COALFLEX | DELAYED_ESKOM_2035 |  |  | 50% | 50% | BASE_PMR1b |  | BASE | BASE | BASE | BASE_PMR1b |  | BASE_PMR1b |  | MOD_CNST | MTSAO_BQ | MOD_CNST | UNC | DIESEL_LNG | NO_MIN_GAS | NO_MIN_GAS | BASE | BASE | EAF_60 | none | HIGH_PMR1b | IRP24_LOW | RES_MRGN_10 | BASE3
| S502 | 0 |  |  | copt | copt |  |  | 0 |  | none |  |  | [2025, 2029]+list(range(2030,2051,5)) | range(2030,2051,2) | W_P50 | W_P50 | SL_1 | 1 | redz_corridors_eia | copt |  | existing+tdp | BASE_COALFLEX | DELAYED_ESKOM_2035 |  |  | 40% | 150% | BASE_PMR1b |  | BASE | BASE | BASE | BASE_PMR1b |  | BASE_PMR1b |  | MOD_CNST | MTSAO_BQ | MOD_CNST | UNC | DIESEL_LNG | NO_MIN_GAS | NO_MIN_GAS | BASE | BASE | EAF_60 | none | HIGH_PMR1b | IRP24_LOW | RES_MRGN_10 | BASE3
| S503 | 0 |  |  | copt | copt |  |  | 0 |  | none |  |  | [2025, 2029]+list(range(2030,2051,5)) | range(2030,2051,2) | W_P50 | W_P50 | SL_1 | 1 | redz_corridors_eia | copt |  | existing+tdp | BASE_COALFLEX | DELAYED_ESKOM_2035 |  |  | 40% | 100% | BASE_PMR1b |  | BASE | BASE | BASE | BASE_PMR1b |  | BASE_PMR1b |  | MOD_CNST | MTSAO_BQ | MOD_CNST | UNC | DIESEL_LNG | NO_MIN_GAS | NO_MIN_GAS | BASE | BASE | EAF_60 | none | HIGH_PMR1b | IRP24_LOW | RES_MRGN_10 | BASE3
| S504 | 0 |  |  | copt | copt |  |  | 0 |  | none |  |  | [2025, 2029]+list(range(2030,2051,5)) | range(2030,2051,2) | W_P50 | W_P50 | SL_1 | 1 | redz_corridors_eia | copt |  | existing+tdp | BASE_COALFLEX | DELAYED_ESKOM_2035 |  |  | 40% | 50% | BASE_PMR1b |  | BASE | BASE | BASE | BASE_PMR1b |  | BASE_PMR1b |  | MOD_CNST | MTSAO_BQ | MOD_CNST | UNC | DIESEL_LNG | NO_MIN_GAS | NO_MIN_GAS | BASE | BASE | EAF_60 | none | HIGH_PMR1b | IRP24_LOW | RES_MRGN_10 | BASE3
| S505 | 0 |  |  | copt | copt |  |  | 0 |  | none |  |  | [2025, 2029]+list(range(2030,2051,5)) | range(2030,2051,2) | W_P50 | W_P50 | SL_6 | 1 | redz_corridors_eia | copt |  | existing+tdp | BASE_COALFLEX | DELAYED_ESKOM_2035 |  |  | 70% | 150% | BASE_PMR1b |  | BASE | BASE | BASE | BASE_PMR1b |  | BASE_PMR1b |  | MOD_CNST | MTSAO_BQ | MOD_CNST | UNC | DIESEL_LNG | NO_MIN_GAS | NO_MIN_GAS | BASE | BASE | EAF_60 | none | HIGH_PMR1b | IRP24_LOW | RES_MRGN_10 | BASE3
| S506 | 0 |  |  | copt | copt |  |  | 0 |  | none |  |  | [2025, 2029]+list(range(2030,2051,5)) | range(2030,2051,2) | W_P50 | W_P50 | SL_6 | 1 | redz_corridors_eia | copt |  | existing+tdp | BASE_COALFLEX | DELAYED_ESKOM_2035 |  |  | 70% | 100% | BASE_PMR1b |  | BASE | BASE | BASE | BASE_PMR1b |  | BASE_PMR1b |  | MOD_CNST | MTSAO_BQ | MOD_CNST | UNC | DIESEL_LNG | NO_MIN_GAS | NO_MIN_GAS | BASE | BASE | EAF_60 | none | HIGH_PMR1b | IRP24_LOW | RES_MRGN_10 | BASE3
| S507 | 0 |  |  | copt | copt |  |  | 0 |  | none |  |  | [2025, 2029]+list(range(2030,2051,5)) | range(2030,2051,2) | W_P50 | W_P50 | SL_6 | 1 | redz_corridors_eia | copt |  | existing+tdp | BASE_COALFLEX | DELAYED_ESKOM_2035 |  |  | 70% | 50% | BASE_PMR1b |  | BASE | BASE | BASE | BASE_PMR1b |  | BASE_PMR1b |  | MOD_CNST | MTSAO_BQ | MOD_CNST | UNC | DIESEL_LNG | NO_MIN_GAS | NO_MIN_GAS | BASE | BASE | EAF_60 | none | HIGH_PMR1b | IRP24_LOW | RES_MRGN_10 | BASE3
| S508 | 0 |  |  | copt | copt |  |  | 0 |  | none |  |  | [2025, 2029]+list(range(2030,2051,5)) | range(2030,2051,2) | W_P50 | W_P50 | SL_6 | 1 | redz_corridors_eia | copt |  | existing+tdp | BASE_COALFLEX | DELAYED_ESKOM_2035 |  |  | 60% | 150% | BASE_PMR1b |  | BASE | BASE | BASE | BASE_PMR1b |  | BASE_PMR1b |  | MOD_CNST | MTSAO_BQ | MOD_CNST | UNC | DIESEL_LNG | NO_MIN_GAS | NO_MIN_GAS | BASE | BASE | EAF_60 | none | HIGH_PMR1b | IRP24_LOW | RES_MRGN_10 | BASE3
| S509 | 0 |  |  | copt | copt |  |  | 0 |  | none |  |  | [2025, 2029]+list(range(2030,2051,5)) | range(2030,2051,2) | W_P50 | W_P50 | SL_6 | 1 | redz_corridors_eia | copt |  | existing+tdp | BASE_COALFLEX | DELAYED_ESKOM_2035 |  |  | 60% | 100% | BASE_PMR1b |  | BASE | BASE | BASE | BASE_PMR1b |  | BASE_PMR1b |  | MOD_CNST | MTSAO_BQ | MOD_CNST | UNC | DIESEL_LNG | NO_MIN_GAS | NO_MIN_GAS | BASE | BASE | EAF_60 | none | HIGH_PMR1b | IRP24_LOW | RES_MRGN_10 | BASE3
| S510 | 0 |  |  | copt | copt |  |  | 0 |  | none |  |  | [2025, 2029]+list(range(2030,2051,5)) | range(2030,2051,2) | W_P50 | W_P50 | SL_6 | 1 | redz_corridors_eia | copt |  | existing+tdp | BASE_COALFLEX | DELAYED_ESKOM_2035 |  |  | 60% | 50% | BASE_PMR1b |  | BASE | BASE | BASE | BASE_PMR1b |  | BASE_PMR1b |  | MOD_CNST | MTSAO_BQ | MOD_CNST | UNC | DIESEL_LNG | NO_MIN_GAS | NO_MIN_GAS | BASE | BASE | EAF_60 | none | HIGH_PMR1b | IRP24_LOW | RES_MRGN_10 | BASE3
| S511 | 0 |  |  | copt | copt |  |  | 0 |  | none |  |  | [2025, 2029]+list(range(2030,2051,5)) | range(2030,2051,2) | W_P50 | W_P50 | SL_6 | 1 | redz_corridors_eia | copt |  | existing+tdp | BASE_COALFLEX | DELAYED_ESKOM_2035 |  |  | 50% | 150% | BASE_PMR1b |  | BASE | BASE | BASE | BASE_PMR1b |  | BASE_PMR1b |  | MOD_CNST | MTSAO_BQ | MOD_CNST | UNC | DIESEL_LNG | NO_MIN_GAS | NO_MIN_GAS | BASE | BASE | EAF_60 | none | HIGH_PMR1b | IRP24_LOW | RES_MRGN_10 | BASE3
| S512 | 0 |  |  | copt | copt |  |  | 0 |  | none |  |  | [2025, 2029]+list(range(2030,2051,5)) | range(2030,2051,2) | W_P50 | W_P50 | SL_6 | 1 | redz_corridors_eia | copt |  | existing+tdp | BASE_COALFLEX | DELAYED_ESKOM_2035 |  |  | 50% | 100% | BASE_PMR1b |  | BASE | BASE | BASE | BASE_PMR1b |  | BASE_PMR1b |  | MOD_CNST | MTSAO_BQ | MOD_CNST | UNC | DIESEL_LNG | NO_MIN_GAS | NO_MIN_GAS | BASE | BASE | EAF_60 | none | HIGH_PMR1b | IRP24_LOW | RES_MRGN_10 | BASE3
| S513 | 0 |  |  | copt | copt |  |  | 0 |  | none |  |  | [2025, 2029]+list(range(2030,2051,5)) | range(2030,2051,2) | W_P50 | W_P50 | SL_6 | 1 | redz_corridors_eia | copt |  | existing+tdp | BASE_COALFLEX | DELAYED_ESKOM_2035 |  |  | 50% | 50% | BASE_PMR1b |  | BASE | BASE | BASE | BASE_PMR1b |  | BASE_PMR1b |  | MOD_CNST | MTSAO_BQ | MOD_CNST | UNC | DIESEL_LNG | NO_MIN_GAS | NO_MIN_GAS | BASE | BASE | EAF_60 | none | HIGH_PMR1b | IRP24_LOW | RES_MRGN_10 | BASE3
| S514 | 0 |  |  | copt | copt |  |  | 0 |  | none |  |  | [2025, 2029]+list(range(2030,2051,5)) | range(2030,2051,2) | W_P50 | W_P50 | SL_6 | 1 | redz_corridors_eia | copt |  | existing+tdp | BASE_COALFLEX | DELAYED_ESKOM_2035 |  |  | 40% | 150% | BASE_PMR1b |  | BASE | BASE | BASE | BASE_PMR1b |  | BASE_PMR1b |  | MOD_CNST | MTSAO_BQ | MOD_CNST | UNC | DIESEL_LNG | NO_MIN_GAS | NO_MIN_GAS | BASE | BASE | EAF_60 | none | HIGH_PMR1b | IRP24_LOW | RES_MRGN_10 | BASE3
| S515 | 0 |  |  | copt | copt |  |  | 0 |  | none |  |  | [2025, 2029]+list(range(2030,2051,5)) | range(2030,2051,2) | W_P50 | W_P50 | SL_6 | 1 | redz_corridors_eia | copt |  | existing+tdp | BASE_COALFLEX | DELAYED_ESKOM_2035 |  |  | 40% | 100% | BASE_PMR1b |  | BASE | BASE | BASE | BASE_PMR1b |  | BASE_PMR1b |  | MOD_CNST | MTSAO_BQ | MOD_CNST | UNC | DIESEL_LNG | NO_MIN_GAS | NO_MIN_GAS | BASE | BASE | EAF_60 | none | HIGH_PMR1b | IRP24_LOW | RES_MRGN_10 | BASE3
| S516 | 0 |  |  | copt | copt |  |  | 0 |  | none |  |  | [2025, 2029]+list(range(2030,2051,5)) | range(2030,2051,2) | W_P50 | W_P50 | SL_6 | 1 | redz_corridors_eia | copt |  | existing+tdp | BASE_COALFLEX | DELAYED_ESKOM_2035 |  |  | 40% | 50% | BASE_PMR1b |  | BASE | BASE | BASE | BASE_PMR1b |  | BASE_PMR1b |  | MOD_CNST | MTSAO_BQ | MOD_CNST | UNC | DIESEL_LNG | NO_MIN_GAS | NO_MIN_GAS | BASE | BASE | EAF_60 | none | HIGH_PMR1b | IRP24_LOW | RES_MRGN_10 | BASE3
| S517 | 0 |  |  | copt | copt |  |  | 0 |  | none |  |  | [2025, 2029]+list(range(2030,2051,5)) | range(2030,2051,2) | W_P50 | W_P50 | SL_12 | 1 | redz_corridors_eia | copt |  | existing+tdp | BASE_COALFLEX | DELAYED_ESKOM_2035 |  |  | 70% | 150% | BASE_PMR1b |  | BASE | BASE | BASE | BASE_PMR1b |  | BASE_PMR1b |  | MOD_CNST | MTSAO_BQ | MOD_CNST | UNC | DIESEL_LNG | NO_MIN_GAS | NO_MIN_GAS | BASE | BASE | EAF_60 | none | HIGH_PMR1b | IRP24_LOW | RES_MRGN_10 | BASE3
| S518 | 0 |  |  | copt | copt |  |  | 0 |  | none |  |  | [2025, 2029]+list(range(2030,2051,5)) | range(2030,2051,2) | W_P50 | W_P50 | SL_12 | 1 | redz_corridors_eia | copt |  | existing+tdp | BASE_COALFLEX | DELAYED_ESKOM_2035 |  |  | 70% | 100% | BASE_PMR1b |  | BASE | BASE | BASE | BASE_PMR1b |  | BASE_PMR1b |  | MOD_CNST | MTSAO_BQ | MOD_CNST | UNC | DIESEL_LNG | NO_MIN_GAS | NO_MIN_GAS | BASE | BASE | EAF_60 | none | HIGH_PMR1b | IRP24_LOW | RES_MRGN_10 | BASE3
| S519 | 0 |  |  | copt | copt |  |  | 0 |  | none |  |  | [2025, 2029]+list(range(2030,2051,5)) | range(2030,2051,2) | W_P50 | W_P50 | SL_12 | 1 | redz_corridors_eia | copt |  | existing+tdp | BASE_COALFLEX | DELAYED_ESKOM_2035 |  |  | 70% | 50% | BASE_PMR1b |  | BASE | BASE | BASE | BASE_PMR1b |  | BASE_PMR1b |  | MOD_CNST | MTSAO_BQ | MOD_CNST | UNC | DIESEL_LNG | NO_MIN_GAS | NO_MIN_GAS | BASE | BASE | EAF_60 | none | HIGH_PMR1b | IRP24_LOW | RES_MRGN_10 | BASE3
| S520 | 0 |  |  | copt | copt |  |  | 0 |  | none |  |  | [2025, 2029]+list(range(2030,2051,5)) | range(2030,2051,2) | W_P50 | W_P50 | SL_12 | 1 | redz_corridors_eia | copt |  | existing+tdp | BASE_COALFLEX | DELAYED_ESKOM_2035 |  |  | 60% | 150% | BASE_PMR1b |  | BASE | BASE | BASE | BASE_PMR1b |  | BASE_PMR1b |  | MOD_CNST | MTSAO_BQ | MOD_CNST | UNC | DIESEL_LNG | NO_MIN_GAS | NO_MIN_GAS | BASE | BASE | EAF_60 | none | HIGH_PMR1b | IRP24_LOW | RES_MRGN_10 | BASE3
| S521 | 0 |  |  | copt | copt |  |  | 0 |  | none |  |  | [2025, 2029]+list(range(2030,2051,5)) | range(2030,2051,2) | W_P50 | W_P50 | SL_12 | 1 | redz_corridors_eia | copt |  | existing+tdp | BASE_COALFLEX | DELAYED_ESKOM_2035 |  |  | 60% | 100% | BASE_PMR1b |  | BASE | BASE | BASE | BASE_PMR1b |  | BASE_PMR1b |  | MOD_CNST | MTSAO_BQ | MOD_CNST | UNC | DIESEL_LNG | NO_MIN_GAS | NO_MIN_GAS | BASE | BASE | EAF_60 | none | HIGH_PMR1b | IRP24_LOW | RES_MRGN_10 | BASE3
| S522 | 0 |  |  | copt | copt |  |  | 0 |  | none |  |  | [2025, 2029]+list(range(2030,2051,5)) | range(2030,2051,2) | W_P50 | W_P50 | SL_12 | 1 | redz_corridors_eia | copt |  | existing+tdp | BASE_COALFLEX | DELAYED_ESKOM_2035 |  |  | 60% | 50% | BASE_PMR1b |  | BASE | BASE | BASE | BASE_PMR1b |  | BASE_PMR1b |  | MOD_CNST | MTSAO_BQ | MOD_CNST | UNC | DIESEL_LNG | NO_MIN_GAS | NO_MIN_GAS | BASE | BASE | EAF_60 | none | HIGH_PMR1b | IRP24_LOW | RES_MRGN_10 | BASE3
| S523 | 0 |  |  | copt | copt |  |  | 0 |  | none |  |  | [2025, 2029]+list(range(2030,2051,5)) | range(2030,2051,2) | W_P50 | W_P50 | SL_12 | 1 | redz_corridors_eia | copt |  | existing+tdp | BASE_COALFLEX | DELAYED_ESKOM_2035 |  |  | 50% | 150% | BASE_PMR1b |  | BASE | BASE | BASE | BASE_PMR1b |  | BASE_PMR1b |  | MOD_CNST | MTSAO_BQ | MOD_CNST | UNC | DIESEL_LNG | NO_MIN_GAS | NO_MIN_GAS | BASE | BASE | EAF_60 | none | HIGH_PMR1b | IRP24_LOW | RES_MRGN_10 | BASE3
| S524 | 0 |  |  | copt | copt |  |  | 0 |  | none |  |  | [2025, 2029]+list(range(2030,2051,5)) | range(2030,2051,2) | W_P50 | W_P50 | SL_12 | 1 | redz_corridors_eia | copt |  | existing+tdp | BASE_COALFLEX | DELAYED_ESKOM_2035 |  |  | 50% | 100% | BASE_PMR1b |  | BASE | BASE | BASE | BASE_PMR1b |  | BASE_PMR1b |  | MOD_CNST | MTSAO_BQ | MOD_CNST | UNC | DIESEL_LNG | NO_MIN_GAS | NO_MIN_GAS | BASE | BASE | EAF_60 | none | HIGH_PMR1b | IRP24_LOW | RES_MRGN_10 | BASE3
| S525 | 0 |  |  | copt | copt |  |  | 0 |  | none |  |  | [2025, 2029]+list(range(2030,2051,5)) | range(2030,2051,2) | W_P50 | W_P50 | SL_12 | 1 | redz_corridors_eia | copt |  | existing+tdp | BASE_COALFLEX | DELAYED_ESKOM_2035 |  |  | 50% | 50% | BASE_PMR1b |  | BASE | BASE | BASE | BASE_PMR1b |  | BASE_PMR1b |  | MOD_CNST | MTSAO_BQ | MOD_CNST | UNC | DIESEL_LNG | NO_MIN_GAS | NO_MIN_GAS | BASE | BASE | EAF_60 | none | HIGH_PMR1b | IRP24_LOW | RES_MRGN_10 | BASE3
| S526 | 0 |  | pklein-DESKTOP2 | copt | copt |  |  | 0 |  | none |  |  | [2025, 2029]+list(range(2030,2051,5)) | range(2030,2051,2) | W_P50 | W_P50 | SL_12 | 1 | redz_corridors_eia | copt |  | existing+tdp | BASE_COALFLEX | DELAYED_ESKOM_2035 |  |  | 40% | 150% | BASE_PMR1b |  | BASE | BASE | BASE | BASE_PMR1b |  | BASE_PMR1b |  | MOD_CNST | MTSAO_BQ | MOD_CNST | UNC | DIESEL_LNG | NO_MIN_GAS | NO_MIN_GAS | BASE | BASE | EAF_60 | none | HIGH_PMR1b | IRP24_LOW | RES_MRGN_10 | BASE3
| S527 | 0 |  |  | copt | copt |  |  | 0 |  | none |  |  | [2025, 2029]+list(range(2030,2051,5)) | range(2030,2051,2) | W_P50 | W_P50 | SL_12 | 1 | redz_corridors_eia | copt |  | existing+tdp | BASE_COALFLEX | DELAYED_ESKOM_2035 |  |  | 40% | 100% | BASE_PMR1b |  | BASE | BASE | BASE | BASE_PMR1b |  | BASE_PMR1b |  | MOD_CNST | MTSAO_BQ | MOD_CNST | UNC | DIESEL_LNG | NO_MIN_GAS | NO_MIN_GAS | BASE | BASE | EAF_60 | none | HIGH_PMR1b | IRP24_LOW | RES_MRGN_10 | BASE3
| S528 | 0 |  |  | copt | copt |  |  | 0 |  | none |  |  | [2025, 2029]+list(range(2030,2051,5)) | range(2030,2051,2) | W_P50 | W_P50 | SL_12 | 1 | redz_corridors_eia | copt |  | existing+tdp | BASE_COALFLEX | DELAYED_ESKOM_2035 |  |  | 40% | 50% | BASE_PMR1b |  | BASE | BASE | BASE | BASE_PMR1b |  | BASE_PMR1b |  | MOD_CNST | MTSAO_BQ | MOD_CNST | UNC | DIESEL_LNG | NO_MIN_GAS | NO_MIN_GAS | BASE | BASE | EAF_60 | none | HIGH_PMR1b | IRP24_LOW | RES_MRGN_10 | BASE3
| S529 | 0 |  | pklein-DESKTOP | copt | copt |  |  | 0 |  | none |  |  | [2025, 2029]+list(range(2030,2051,5)) | range(2030,2051,2) | W_P50 | W_P50 | SL_0 | 1 | redz_corridors_eia | copt |  | existing+tdp | BASE_COALFLEX | DELAYED_ESKOM_2035 |  |  | 70% | 150% | BASE_PMR1b |  | BASE | BASE | BASE | BASE_PMR1b |  | BASE_PMR1b |  | MOD_CNST | MTSAO_BQ | MOD_CNST | UNC | DIESEL_LNG | NO_MIN_GAS | NO_MIN_GAS | BASE | BASE | EAF_60 | none | HIGH_PMR1b | IRP24_LOW | RES_MRGN_10 | BASE3
| S530 | 0 |  |  | copt | copt |  |  | 0 |  | none |  |  | [2025, 2029]+list(range(2030,2051,5)) | range(2030,2051,2) | W_P50 | W_P50 | SL_0 | 1 | redz_corridors_eia | copt |  | existing+tdp | BASE_COALFLEX | DELAYED_ESKOM_2035 |  |  | 70% | 100% | BASE_PMR1b |  | BASE | BASE | BASE | BASE_PMR1b |  | BASE_PMR1b |  | MOD_CNST | MTSAO_BQ | MOD_CNST | UNC | DIESEL_LNG | NO_MIN_GAS | NO_MIN_GAS | BASE | BASE | EAF_60 | none | HIGH_PMR1b | IRP24_LOW | RES_MRGN_10 | BASE3
| S531 | 0 |  |  | copt | copt |  |  | 0 |  | none |  |  | [2025, 2029]+list(range(2030,2051,5)) | range(2030,2051,2) | W_P50 | W_P50 | SL_0 | 1 | redz_corridors_eia | copt |  | existing+tdp | BASE_COALFLEX | DELAYED_ESKOM_2035 |  |  | 70% | 50% | BASE_PMR1b |  | BASE | BASE | BASE | BASE_PMR1b |  | BASE_PMR1b |  | MOD_CNST | MTSAO_BQ | MOD_CNST | UNC | DIESEL_LNG | NO_MIN_GAS | NO_MIN_GAS | BASE | BASE | EAF_60 | none | HIGH_PMR1b | IRP24_LOW | RES_MRGN_10 | BASE3
| S532 | 0 |  |  | copt | copt |  |  | 0 |  | none |  |  | [2025, 2029]+list(range(2030,2051,5)) | range(2030,2051,2) | W_P50 | W_P50 | SL_0 | 1 | redz_corridors_eia | copt |  | existing+tdp | BASE_COALFLEX | DELAYED_ESKOM_2035 |  |  | 60% | 150% | BASE_PMR1b |  | BASE | BASE | BASE | BASE_PMR1b |  | BASE_PMR1b |  | MOD_CNST | MTSAO_BQ | MOD_CNST | UNC | DIESEL_LNG | NO_MIN_GAS | NO_MIN_GAS | BASE | BASE | EAF_60 | none | HIGH_PMR1b | IRP24_LOW | RES_MRGN_10 | BASE3
| S533 | 0 |  |  | copt | copt |  |  | 0 |  | none |  |  | [2025, 2029]+list(range(2030,2051,5)) | range(2030,2051,2) | W_P50 | W_P50 | SL_0 | 1 | redz_corridors_eia | copt |  | existing+tdp | BASE_COALFLEX | DELAYED_ESKOM_2035 |  |  | 60% | 100% | BASE_PMR1b |  | BASE | BASE | BASE | BASE_PMR1b |  | BASE_PMR1b |  | MOD_CNST | MTSAO_BQ | MOD_CNST | UNC | DIESEL_LNG | NO_MIN_GAS | NO_MIN_GAS | BASE | BASE | EAF_60 | none | HIGH_PMR1b | IRP24_LOW | RES_MRGN_10 | BASE3
| S534 | 0 |  |  | copt | copt |  |  | 0 |  | none |  |  | [2025, 2029]+list(range(2030,2051,5)) | range(2030,2051,2) | W_P50 | W_P50 | SL_0 | 1 | redz_corridors_eia | copt |  | existing+tdp | BASE_COALFLEX | DELAYED_ESKOM_2035 |  |  | 60% | 50% | BASE_PMR1b |  | BASE | BASE | BASE | BASE_PMR1b |  | BASE_PMR1b |  | MOD_CNST | MTSAO_BQ | MOD_CNST | UNC | DIESEL_LNG | NO_MIN_GAS | NO_MIN_GAS | BASE | BASE | EAF_60 | none | HIGH_PMR1b | IRP24_LOW | RES_MRGN_10 | BASE3
| S535 | 0 |  |  | copt | copt |  |  | 0 |  | none |  |  | [2025, 2029]+list(range(2030,2051,5)) | range(2030,2051,2) | W_P50 | W_P50 | SL_0 | 1 | redz_corridors_eia | copt |  | existing+tdp | BASE_COALFLEX | DELAYED_ESKOM_2035 |  |  | 50% | 150% | BASE_PMR1b |  | BASE | BASE | BASE | BASE_PMR1b |  | BASE_PMR1b |  | MOD_CNST | MTSAO_BQ | MOD_CNST | UNC | DIESEL_LNG | NO_MIN_GAS | NO_MIN_GAS | BASE | BASE | EAF_60 | none | HIGH_PMR1b | IRP24_LOW | RES_MRGN_10 | BASE3
| S536 | 0 |  |  | copt | copt |  |  | 0 |  | none |  |  | [2025, 2029]+list(range(2030,2051,5)) | range(2030,2051,2) | W_P50 | W_P50 | SL_0 | 1 | redz_corridors_eia | copt |  | existing+tdp | BASE_COALFLEX | DELAYED_ESKOM_2035 |  |  | 50% | 100% | BASE_PMR1b |  | BASE | BASE | BASE | BASE_PMR1b |  | BASE_PMR1b |  | MOD_CNST | MTSAO_BQ | MOD_CNST | UNC | DIESEL_LNG | NO_MIN_GAS | NO_MIN_GAS | BASE | BASE | EAF_60 | none | HIGH_PMR1b | IRP24_LOW | RES_MRGN_10 | BASE3
| S537 | 0 |  |  | copt | copt |  |  | 0 |  | none |  |  | [2025, 2029]+list(range(2030,2051,5)) | range(2030,2051,2) | W_P50 | W_P50 | SL_0 | 1 | redz_corridors_eia | copt |  | existing+tdp | BASE_COALFLEX | DELAYED_ESKOM_2035 |  |  | 50% | 50% | BASE_PMR1b |  | BASE | BASE | BASE | BASE_PMR1b |  | BASE_PMR1b |  | MOD_CNST | MTSAO_BQ | MOD_CNST | UNC | DIESEL_LNG | NO_MIN_GAS | NO_MIN_GAS | BASE | BASE | EAF_60 | none | HIGH_PMR1b | IRP24_LOW | RES_MRGN_10 | BASE3
| S538 | 0 |  |  | copt | copt |  |  | 0 |  | none |  |  | [2025, 2029]+list(range(2030,2051,5)) | range(2030,2051,2) | W_P50 | W_P50 | SL_0 | 1 | redz_corridors_eia | copt |  | existing+tdp | BASE_COALFLEX | DELAYED_ESKOM_2035 |  |  | 40% | 150% | BASE_PMR1b |  | BASE | BASE | BASE | BASE_PMR1b |  | BASE_PMR1b |  | MOD_CNST | MTSAO_BQ | MOD_CNST | UNC | DIESEL_LNG | NO_MIN_GAS | NO_MIN_GAS | BASE | BASE | EAF_60 | none | HIGH_PMR1b | IRP24_LOW | RES_MRGN_10 | BASE3
| S539 | 0 |  |  | copt | copt |  |  | 0 |  | none |  |  | [2025, 2029]+list(range(2030,2051,5)) | range(2030,2051,2) | W_P50 | W_P50 | SL_0 | 1 | redz_corridors_eia | copt |  | existing+tdp | BASE_COALFLEX | DELAYED_ESKOM_2035 |  |  | 40% | 100% | BASE_PMR1b |  | BASE | BASE | BASE | BASE_PMR1b |  | BASE_PMR1b |  | MOD_CNST | MTSAO_BQ | MOD_CNST | UNC | DIESEL_LNG | NO_MIN_GAS | NO_MIN_GAS | BASE | BASE | EAF_60 | none | HIGH_PMR1b | IRP24_LOW | RES_MRGN_10 | BASE3
| S540 | 0 |  |  | copt | copt |  |  | 0 |  | none |  |  | [2025, 2029]+list(range(2030,2051,5)) | range(2030,2051,2) | W_P50 | W_P50 | SL_0 | 1 | redz_corridors_eia | copt |  | existing+tdp | BASE_COALFLEX | DELAYED_ESKOM_2035 |  |  | 40% | 50% | BASE_PMR1b |  | BASE | BASE | BASE | BASE_PMR1b |  | BASE_PMR1b |  | MOD_CNST | MTSAO_BQ | MOD_CNST | UNC | DIESEL_LNG | NO_MIN_GAS | NO_MIN_GAS | BASE | BASE | EAF_60 | none | HIGH_PMR1b | IRP24_LOW | RES_MRGN_10 | BASE3
| S541 | 0 |  |  | copt | copt |  |  | 0 |  | none |  |  | [2025, 2029]+list(range(2030,2051,5)) | range(2030,2051,2) | W_P50 | W_P50 | SL_1 | 1 | redz_corridors_eia | copt |  | existing+tdp | BASE_COALFLEX | DELAYED_ESKOM_2035 |  |  | 70% | 150% | BASE_PMR1b |  | BASE | BASE | BASE | BASE_PMR1b |  | BASE_PMR1b |  | MOD_CNST | MTSAO_BQ | MOD_CNST | UNC | DIESEL_LNG | NO_MIN_GAS | NO_MIN_GAS | BASE | BASE | EAF_60 | none | HIGH_PMR1b | IRP24_LOW | RES_MRGN_10 | BASE3
| S542 | 0 |  |  | copt | copt |  |  | 0 |  | none |  |  | [2025, 2029]+list(range(2030,2051,5)) | range(2030,2051,2) | W_P50 | W_P50 | SL_1 | 1 | redz_corridors_eia | copt |  | existing+tdp | BASE_COALFLEX | DELAYED_ESKOM_2035 |  |  | 70% | 100% | BASE_PMR1b |  | BASE | BASE | BASE | BASE_PMR1b |  | BASE_PMR1b |  | MOD_CNST | MTSAO_BQ | MOD_CNST | UNC | DIESEL_LNG | NO_MIN_GAS | NO_MIN_GAS | BASE | BASE | EAF_60 | none | HIGH_PMR1b | IRP24_LOW | RES_MRGN_10 | BASE3
| S543 | 0 |  |  | copt | copt |  |  | 0 |  | none |  |  | [2025, 2029]+list(range(2030,2051,5)) | range(2030,2051,2) | W_P50 | W_P50 | SL_1 | 1 | redz_corridors_eia | copt |  | existing+tdp | BASE_COALFLEX | DELAYED_ESKOM_2035 |  |  | 70% | 50% | BASE_PMR1b |  | BASE | BASE | BASE | BASE_PMR1b |  | BASE_PMR1b |  | MOD_CNST | MTSAO_BQ | MOD_CNST | UNC | DIESEL_LNG | NO_MIN_GAS | NO_MIN_GAS | BASE | BASE | EAF_60 | none | HIGH_PMR1b | IRP24_LOW | RES_MRGN_10 | BASE3
| S544 | 0 |  |  | copt | copt |  |  | 0 |  | none |  |  | [2025, 2029]+list(range(2030,2051,5)) | range(2030,2051,2) | W_P50 | W_P50 | SL_1 | 1 | redz_corridors_eia | copt |  | existing+tdp | BASE_COALFLEX | DELAYED_ESKOM_2035 |  |  | 60% | 150% | BASE_PMR1b |  | BASE | BASE | BASE | BASE_PMR1b |  | BASE_PMR1b |  | MOD_CNST | MTSAO_BQ | MOD_CNST | UNC | DIESEL_LNG | NO_MIN_GAS | NO_MIN_GAS | BASE | BASE | EAF_60 | none | HIGH_PMR1b | IRP24_LOW | RES_MRGN_10 | BASE3
| S545 | 0 |  |  | copt | copt |  |  | 0 |  | none |  |  | [2025, 2029]+list(range(2030,2051,5)) | range(2030,2051,2) | W_P50 | W_P50 | SL_1 | 1 | redz_corridors_eia | copt |  | existing+tdp | BASE_COALFLEX | DELAYED_ESKOM_2035 |  |  | 60% | 100% | BASE_PMR1b |  | BASE | BASE | BASE | BASE_PMR1b |  | BASE_PMR1b |  | MOD_CNST | MTSAO_BQ | MOD_CNST | UNC | DIESEL_LNG | NO_MIN_GAS | NO_MIN_GAS | BASE | BASE | EAF_60 | none | HIGH_PMR1b | IRP24_LOW | RES_MRGN_10 | BASE3
| S546 | 0 |  |  | copt | copt |  |  | 0 |  | none |  |  | [2025, 2029]+list(range(2030,2051,5)) | range(2030,2051,2) | W_P50 | W_P50 | SL_1 | 1 | redz_corridors_eia | copt |  | existing+tdp | BASE_COALFLEX | DELAYED_ESKOM_2035 |  |  | 60% | 50% | BASE_PMR1b |  | BASE | BASE | BASE | BASE_PMR1b |  | BASE_PMR1b |  | MOD_CNST | MTSAO_BQ | MOD_CNST | UNC | DIESEL_LNG | NO_MIN_GAS | NO_MIN_GAS | BASE | BASE | EAF_60 | none | HIGH_PMR1b | IRP24_LOW | RES_MRGN_10 | BASE3
| S547 | 0 |  |  | copt | copt |  |  | 0 |  | none |  |  | [2025, 2029]+list(range(2030,2051,5)) | range(2030,2051,2) | W_P50 | W_P50 | SL_1 | 1 | redz_corridors_eia | copt |  | existing+tdp | BASE_COALFLEX | DELAYED_ESKOM_2035 |  |  | 50% | 150% | BASE_PMR1b |  | BASE | BASE | BASE | BASE_PMR1b |  | BASE_PMR1b |  | MOD_CNST | MTSAO_BQ | MOD_CNST | UNC | DIESEL_LNG | NO_MIN_GAS | NO_MIN_GAS | BASE | BASE | EAF_60 | none | HIGH_PMR1b | IRP24_LOW | RES_MRGN_10 | BASE3
| S548 | 0 |  |  | copt | copt |  |  | 0 |  | none |  |  | [2025, 2029]+list(range(2030,2051,5)) | range(2030,2051,2) | W_P50 | W_P50 | SL_1 | 1 | redz_corridors_eia | copt |  | existing+tdp | BASE_COALFLEX | DELAYED_ESKOM_2035 |  |  | 50% | 100% | BASE_PMR1b |  | BASE | BASE | BASE | BASE_PMR1b |  | BASE_PMR1b |  | MOD_CNST | MTSAO_BQ | MOD_CNST | UNC | DIESEL_LNG | NO_MIN_GAS | NO_MIN_GAS | BASE | BASE | EAF_60 | none | HIGH_PMR1b | IRP24_LOW | RES_MRGN_10 | BASE3
| S549 | 0 |  |  | copt | copt |  |  | 0 |  | none |  |  | [2025, 2029]+list(range(2030,2051,5)) | range(2030,2051,2) | W_P50 | W_P50 | SL_1 | 1 | redz_corridors_eia | copt |  | existing+tdp | BASE_COALFLEX | DELAYED_ESKOM_2035 |  |  | 50% | 50% | BASE_PMR1b |  | BASE | BASE | BASE | BASE_PMR1b |  | BASE_PMR1b |  | MOD_CNST | MTSAO_BQ | MOD_CNST | UNC | DIESEL_LNG | NO_MIN_GAS | NO_MIN_GAS | BASE | BASE | EAF_60 | none | HIGH_PMR1b | IRP24_LOW | RES_MRGN_10 | BASE3
| S550 | 0 |  |  | copt | copt |  |  | 0 |  | none |  |  | [2025, 2029]+list(range(2030,2051,5)) | range(2030,2051,2) | W_P50 | W_P50 | SL_1 | 1 | redz_corridors_eia | copt |  | existing+tdp | BASE_COALFLEX | DELAYED_ESKOM_2035 |  |  | 40% | 150% | BASE_PMR1b |  | BASE | BASE | BASE | BASE_PMR1b |  | BASE_PMR1b |  | MOD_CNST | MTSAO_BQ | MOD_CNST | UNC | DIESEL_LNG | NO_MIN_GAS | NO_MIN_GAS | BASE | BASE | EAF_60 | none | HIGH_PMR1b | IRP24_LOW | RES_MRGN_10 | BASE3
| S551 | 0 |  |  | copt | copt |  |  | 0 |  | none |  |  | [2025, 2029]+list(range(2030,2051,5)) | range(2030,2051,2) | W_P50 | W_P50 | SL_1 | 1 | redz_corridors_eia | copt |  | existing+tdp | BASE_COALFLEX | DELAYED_ESKOM_2035 |  |  | 40% | 100% | BASE_PMR1b |  | BASE | BASE | BASE | BASE_PMR1b |  | BASE_PMR1b |  | MOD_CNST | MTSAO_BQ | MOD_CNST | UNC | DIESEL_LNG | NO_MIN_GAS | NO_MIN_GAS | BASE | BASE | EAF_60 | none | HIGH_PMR1b | IRP24_LOW | RES_MRGN_10 | BASE3
| S552 | 0 |  |  | copt | copt |  |  | 0 |  | none |  |  | [2025, 2029]+list(range(2030,2051,5)) | range(2030,2051,2) | W_P50 | W_P50 | SL_1 | 1 | redz_corridors_eia | copt |  | existing+tdp | BASE_COALFLEX | DELAYED_ESKOM_2035 |  |  | 40% | 50% | BASE_PMR1b |  | BASE | BASE | BASE | BASE_PMR1b |  | BASE_PMR1b |  | MOD_CNST | MTSAO_BQ | MOD_CNST | UNC | DIESEL_LNG | NO_MIN_GAS | NO_MIN_GAS | BASE | BASE | EAF_60 | none | HIGH_PMR1b | IRP24_LOW | RES_MRGN_10 | BASE3
| S553 | 0 |  |  | copt | copt |  |  | 0 |  | none |  |  | [2025, 2029]+list(range(2030,2051,5)) | range(2030,2051,2) | W_P50 | W_P50 | SL_6 | 1 | redz_corridors_eia | copt |  | existing+tdp | BASE_COALFLEX | DELAYED_ESKOM_2035 |  |  | 70% | 150% | BASE_PMR1b |  | BASE | BASE | BASE | BASE_PMR1b |  | BASE_PMR1b |  | MOD_CNST | MTSAO_BQ | MOD_CNST | UNC | DIESEL_LNG | NO_MIN_GAS | NO_MIN_GAS | BASE | BASE | EAF_60 | none | HIGH_PMR1b | IRP24_LOW | RES_MRGN_10 | BASE3
| S554 | 0 |  |  | copt | copt |  |  | 0 |  | none |  |  | [2025, 2029]+list(range(2030,2051,5)) | range(2030,2051,2) | W_P50 | W_P50 | SL_6 | 1 | redz_corridors_eia | copt |  | existing+tdp | BASE_COALFLEX | DELAYED_ESKOM_2035 |  |  | 70% | 100% | BASE_PMR1b |  | BASE | BASE | BASE | BASE_PMR1b |  | BASE_PMR1b |  | MOD_CNST | MTSAO_BQ | MOD_CNST | UNC | DIESEL_LNG | NO_MIN_GAS | NO_MIN_GAS | BASE | BASE | EAF_60 | none | HIGH_PMR1b | IRP24_LOW | RES_MRGN_10 | BASE3
| S555 | 0 |  |  | copt | copt |  |  | 0 |  | none |  |  | [2025, 2029]+list(range(2030,2051,5)) | range(2030,2051,2) | W_P50 | W_P50 | SL_6 | 1 | redz_corridors_eia | copt |  | existing+tdp | BASE_COALFLEX | DELAYED_ESKOM_2035 |  |  | 70% | 50% | BASE_PMR1b |  | BASE | BASE | BASE | BASE_PMR1b |  | BASE_PMR1b |  | MOD_CNST | MTSAO_BQ | MOD_CNST | UNC | DIESEL_LNG | NO_MIN_GAS | NO_MIN_GAS | BASE | BASE | EAF_60 | none | HIGH_PMR1b | IRP24_LOW | RES_MRGN_10 | BASE3
| S556 | 0 |  |  | copt | copt |  |  | 0 |  | none |  |  | [2025, 2029]+list(range(2030,2051,5)) | range(2030,2051,2) | W_P50 | W_P50 | SL_6 | 1 | redz_corridors_eia | copt |  | existing+tdp | BASE_COALFLEX | DELAYED_ESKOM_2035 |  |  | 60% | 150% | BASE_PMR1b |  | BASE | BASE | BASE | BASE_PMR1b |  | BASE_PMR1b |  | MOD_CNST | MTSAO_BQ | MOD_CNST | UNC | DIESEL_LNG | NO_MIN_GAS | NO_MIN_GAS | BASE | BASE | EAF_60 | none | HIGH_PMR1b | IRP24_LOW | RES_MRGN_10 | BASE3
| S557 | 0 |  |  | copt | copt |  |  | 0 |  | none |  |  | [2025, 2029]+list(range(2030,2051,5)) | range(2030,2051,2) | W_P50 | W_P50 | SL_6 | 1 | redz_corridors_eia | copt |  | existing+tdp | BASE_COALFLEX | DELAYED_ESKOM_2035 |  |  | 60% | 100% | BASE_PMR1b |  | BASE | BASE | BASE | BASE_PMR1b |  | BASE_PMR1b |  | MOD_CNST | MTSAO_BQ | MOD_CNST | UNC | DIESEL_LNG | NO_MIN_GAS | NO_MIN_GAS | BASE | BASE | EAF_60 | none | HIGH_PMR1b | IRP24_LOW | RES_MRGN_10 | BASE3
| S558 | 0 |  |  | copt | copt |  |  | 0 |  | none |  |  | [2025, 2029]+list(range(2030,2051,5)) | range(2030,2051,2) | W_P50 | W_P50 | SL_6 | 1 | redz_corridors_eia | copt |  | existing+tdp | BASE_COALFLEX | DELAYED_ESKOM_2035 |  |  | 60% | 50% | BASE_PMR1b |  | BASE | BASE | BASE | BASE_PMR1b |  | BASE_PMR1b |  | MOD_CNST | MTSAO_BQ | MOD_CNST | UNC | DIESEL_LNG | NO_MIN_GAS | NO_MIN_GAS | BASE | BASE | EAF_60 | none | HIGH_PMR1b | IRP24_LOW | RES_MRGN_10 | BASE3
| S559 | 0 |  |  | copt | copt |  |  | 0 |  | none |  |  | [2025, 2029]+list(range(2030,2051,5)) | range(2030,2051,2) | W_P50 | W_P50 | SL_6 | 1 | redz_corridors_eia | copt |  | existing+tdp | BASE_COALFLEX | DELAYED_ESKOM_2035 |  |  | 50% | 150% | BASE_PMR1b |  | BASE | BASE | BASE | BASE_PMR1b |  | BASE_PMR1b |  | MOD_CNST | MTSAO_BQ | MOD_CNST | UNC | DIESEL_LNG | NO_MIN_GAS | NO_MIN_GAS | BASE | BASE | EAF_60 | none | HIGH_PMR1b | IRP24_LOW | RES_MRGN_10 | BASE3
| S560 | 0 |  |  | copt | copt |  |  | 0 |  | none |  |  | [2025, 2029]+list(range(2030,2051,5)) | range(2030,2051,2) | W_P50 | W_P50 | SL_6 | 1 | redz_corridors_eia | copt |  | existing+tdp | BASE_COALFLEX | DELAYED_ESKOM_2035 |  |  | 50% | 100% | BASE_PMR1b |  | BASE | BASE | BASE | BASE_PMR1b |  | BASE_PMR1b |  | MOD_CNST | MTSAO_BQ | MOD_CNST | UNC | DIESEL_LNG | NO_MIN_GAS | NO_MIN_GAS | BASE | BASE | EAF_60 | none | HIGH_PMR1b | IRP24_LOW | RES_MRGN_10 | BASE3
| S561 | 0 |  |  | copt | copt |  |  | 0 |  | none |  |  | [2025, 2029]+list(range(2030,2051,5)) | range(2030,2051,2) | W_P50 | W_P50 | SL_6 | 1 | redz_corridors_eia | copt |  | existing+tdp | BASE_COALFLEX | DELAYED_ESKOM_2035 |  |  | 50% | 50% | BASE_PMR1b |  | BASE | BASE | BASE | BASE_PMR1b |  | BASE_PMR1b |  | MOD_CNST | MTSAO_BQ | MOD_CNST | UNC | DIESEL_LNG | NO_MIN_GAS | NO_MIN_GAS | BASE | BASE | EAF_60 | none | HIGH_PMR1b | IRP24_LOW | RES_MRGN_10 | BASE3
| S562 | 0 |  |  | copt | copt |  |  | 0 |  | none |  |  | [2025, 2029]+list(range(2030,2051,5)) | range(2030,2051,2) | W_P50 | W_P50 | SL_6 | 1 | redz_corridors_eia | copt |  | existing+tdp | BASE_COALFLEX | DELAYED_ESKOM_2035 |  |  | 40% | 150% | BASE_PMR1b |  | BASE | BASE | BASE | BASE_PMR1b |  | BASE_PMR1b |  | MOD_CNST | MTSAO_BQ | MOD_CNST | UNC | DIESEL_LNG | NO_MIN_GAS | NO_MIN_GAS | BASE | BASE | EAF_60 | none | HIGH_PMR1b | IRP24_LOW | RES_MRGN_10 | BASE3
| S563 | 0 |  |  | copt | copt |  |  | 0 |  | none |  |  | [2025, 2029]+list(range(2030,2051,5)) | range(2030,2051,2) | W_P50 | W_P50 | SL_6 | 1 | redz_corridors_eia | copt |  | existing+tdp | BASE_COALFLEX | DELAYED_ESKOM_2035 |  |  | 40% | 100% | BASE_PMR1b |  | BASE | BASE | BASE | BASE_PMR1b |  | BASE_PMR1b |  | MOD_CNST | MTSAO_BQ | MOD_CNST | UNC | DIESEL_LNG | NO_MIN_GAS | NO_MIN_GAS | BASE | BASE | EAF_60 | none | HIGH_PMR1b | IRP24_LOW | RES_MRGN_10 | BASE3
| S564 | 0 |  |  | copt | copt |  |  | 0 |  | none |  |  | [2025, 2029]+list(range(2030,2051,5)) | range(2030,2051,2) | W_P50 | W_P50 | SL_6 | 1 | redz_corridors_eia | copt |  | existing+tdp | BASE_COALFLEX | DELAYED_ESKOM_2035 |  |  | 40% | 50% | BASE_PMR1b |  | BASE | BASE | BASE | BASE_PMR1b |  | BASE_PMR1b |  | MOD_CNST | MTSAO_BQ | MOD_CNST | UNC | DIESEL_LNG | NO_MIN_GAS | NO_MIN_GAS | BASE | BASE | EAF_60 | none | HIGH_PMR1b | IRP24_LOW | RES_MRGN_10 | BASE3
| S565 | 0 |  |  | copt | copt |  |  | 0 |  | none |  |  | [2025, 2029]+list(range(2030,2051,5)) | range(2030,2051,2) | W_P50 | W_P50 | SL_12 | 1 | redz_corridors_eia | copt |  | existing+tdp | BASE_COALFLEX | DELAYED_ESKOM_2035 |  |  | 70% | 150% | BASE_PMR1b |  | BASE | BASE | BASE | BASE_PMR1b |  | BASE_PMR1b |  | MOD_CNST | MTSAO_BQ | MOD_CNST | UNC | DIESEL_LNG | NO_MIN_GAS | NO_MIN_GAS | BASE | BASE | EAF_60 | none | HIGH_PMR1b | IRP24_LOW | RES_MRGN_10 | BASE3
| S566 | 0 |  |  | copt | copt |  |  | 0 |  | none |  |  | [2025, 2029]+list(range(2030,2051,5)) | range(2030,2051,2) | W_P50 | W_P50 | SL_12 | 1 | redz_corridors_eia | copt |  | existing+tdp | BASE_COALFLEX | DELAYED_ESKOM_2035 |  |  | 70% | 100% | BASE_PMR1b |  | BASE | BASE | BASE | BASE_PMR1b |  | BASE_PMR1b |  | MOD_CNST | MTSAO_BQ | MOD_CNST | UNC | DIESEL_LNG | NO_MIN_GAS | NO_MIN_GAS | BASE | BASE | EAF_60 | none | HIGH_PMR1b | IRP24_LOW | RES_MRGN_10 | BASE3
| S567 | 0 |  |  | copt | copt |  |  | 0 |  | none |  |  | [2025, 2029]+list(range(2030,2051,5)) | range(2030,2051,2) | W_P50 | W_P50 | SL_12 | 1 | redz_corridors_eia | copt |  | existing+tdp | BASE_COALFLEX | DELAYED_ESKOM_2035 |  |  | 70% | 50% | BASE_PMR1b |  | BASE | BASE | BASE | BASE_PMR1b |  | BASE_PMR1b |  | MOD_CNST | MTSAO_BQ | MOD_CNST | UNC | DIESEL_LNG | NO_MIN_GAS | NO_MIN_GAS | BASE | BASE | EAF_60 | none | HIGH_PMR1b | IRP24_LOW | RES_MRGN_10 | BASE3
| S568 | 0 |  |  | copt | copt |  |  | 0 |  | none |  |  | [2025, 2029]+list(range(2030,2051,5)) | range(2030,2051,2) | W_P50 | W_P50 | SL_12 | 1 | redz_corridors_eia | copt |  | existing+tdp | BASE_COALFLEX | DELAYED_ESKOM_2035 |  |  | 60% | 150% | BASE_PMR1b |  | BASE | BASE | BASE | BASE_PMR1b |  | BASE_PMR1b |  | MOD_CNST | MTSAO_BQ | MOD_CNST | UNC | DIESEL_LNG | NO_MIN_GAS | NO_MIN_GAS | BASE | BASE | EAF_60 | none | HIGH_PMR1b | IRP24_LOW | RES_MRGN_10 | BASE3
| S569 | 0 |  |  | copt | copt |  |  | 0 |  | none |  |  | [2025, 2029]+list(range(2030,2051,5)) | range(2030,2051,2) | W_P50 | W_P50 | SL_12 | 1 | redz_corridors_eia | copt |  | existing+tdp | BASE_COALFLEX | DELAYED_ESKOM_2035 |  |  | 60% | 100% | BASE_PMR1b |  | BASE | BASE | BASE | BASE_PMR1b |  | BASE_PMR1b |  | MOD_CNST | MTSAO_BQ | MOD_CNST | UNC | DIESEL_LNG | NO_MIN_GAS | NO_MIN_GAS | BASE | BASE | EAF_60 | none | HIGH_PMR1b | IRP24_LOW | RES_MRGN_10 | BASE3
| S570 | 0 |  |  | copt | copt |  |  | 0 |  | none |  |  | [2025, 2029]+list(range(2030,2051,5)) | range(2030,2051,2) | W_P50 | W_P50 | SL_12 | 1 | redz_corridors_eia | copt |  | existing+tdp | BASE_COALFLEX | DELAYED_ESKOM_2035 |  |  | 60% | 50% | BASE_PMR1b |  | BASE | BASE | BASE | BASE_PMR1b |  | BASE_PMR1b |  | MOD_CNST | MTSAO_BQ | MOD_CNST | UNC | DIESEL_LNG | NO_MIN_GAS | NO_MIN_GAS | BASE | BASE | EAF_60 | none | HIGH_PMR1b | IRP24_LOW | RES_MRGN_10 | BASE3
| S571 | 0 |  |  | copt | copt |  |  | 0 |  | none |  |  | [2025, 2029]+list(range(2030,2051,5)) | range(2030,2051,2) | W_P50 | W_P50 | SL_12 | 1 | redz_corridors_eia | copt |  | existing+tdp | BASE_COALFLEX | DELAYED_ESKOM_2035 |  |  | 50% | 150% | BASE_PMR1b |  | BASE | BASE | BASE | BASE_PMR1b |  | BASE_PMR1b |  | MOD_CNST | MTSAO_BQ | MOD_CNST | UNC | DIESEL_LNG | NO_MIN_GAS | NO_MIN_GAS | BASE | BASE | EAF_60 | none | HIGH_PMR1b | IRP24_LOW | RES_MRGN_10 | BASE3
| S572 | 0 |  |  | copt | copt |  |  | 0 |  | none |  |  | [2025, 2029]+list(range(2030,2051,5)) | range(2030,2051,2) | W_P50 | W_P50 | SL_12 | 1 | redz_corridors_eia | copt |  | existing+tdp | BASE_COALFLEX | DELAYED_ESKOM_2035 |  |  | 50% | 100% | BASE_PMR1b |  | BASE | BASE | BASE | BASE_PMR1b |  | BASE_PMR1b |  | MOD_CNST | MTSAO_BQ | MOD_CNST | UNC | DIESEL_LNG | NO_MIN_GAS | NO_MIN_GAS | BASE | BASE | EAF_60 | none | HIGH_PMR1b | IRP24_LOW | RES_MRGN_10 | BASE3
| S573 | 0 |  |  | copt | copt |  |  | 0 |  | none |  |  | [2025, 2029]+list(range(2030,2051,5)) | range(2030,2051,2) | W_P50 | W_P50 | SL_12 | 1 | redz_corridors_eia | copt |  | existing+tdp | BASE_COALFLEX | DELAYED_ESKOM_2035 |  |  | 50% | 50% | BASE_PMR1b |  | BASE | BASE | BASE | BASE_PMR1b |  | BASE_PMR1b |  | MOD_CNST | MTSAO_BQ | MOD_CNST | UNC | DIESEL_LNG | NO_MIN_GAS | NO_MIN_GAS | BASE | BASE | EAF_60 | none | HIGH_PMR1b | IRP24_LOW | RES_MRGN_10 | BASE3
| S574 | 0 |  | pklein-DESKTOP2 | copt | copt |  |  | 0 |  | none |  |  | [2025, 2029]+list(range(2030,2051,5)) | range(2030,2051,2) | W_P50 | W_P50 | SL_12 | 1 | redz_corridors_eia | copt |  | existing+tdp | BASE_COALFLEX | DELAYED_ESKOM_2035 |  |  | 40% | 150% | BASE_PMR1b |  | BASE | BASE | BASE | BASE_PMR1b |  | BASE_PMR1b |  | MOD_CNST | MTSAO_BQ | MOD_CNST | UNC | DIESEL_LNG | NO_MIN_GAS | NO_MIN_GAS | BASE | BASE | EAF_60 | none | HIGH_PMR1b | IRP24_LOW | RES_MRGN_10 | BASE3
| S575 | 0 |  |  | copt | copt |  |  | 0 |  | none |  |  | [2025, 2029]+list(range(2030,2051,5)) | range(2030,2051,2) | W_P50 | W_P50 | SL_12 | 1 | redz_corridors_eia | copt |  | existing+tdp | BASE_COALFLEX | DELAYED_ESKOM_2035 |  |  | 40% | 100% | BASE_PMR1b |  | BASE | BASE | BASE | BASE_PMR1b |  | BASE_PMR1b |  | MOD_CNST | MTSAO_BQ | MOD_CNST | UNC | DIESEL_LNG | NO_MIN_GAS | NO_MIN_GAS | BASE | BASE | EAF_60 | none | HIGH_PMR1b | IRP24_LOW | RES_MRGN_10 | BASE3
| S576 | 0 |  |  | copt | copt |  |  | 0 |  | none |  |  | [2025, 2029]+list(range(2030,2051,5)) | range(2030,2051,2) | W_P50 | W_P50 | SL_12 | 1 | redz_corridors_eia | copt |  | existing+tdp | BASE_COALFLEX | DELAYED_ESKOM_2035 |  |  | 40% | 50% | BASE_PMR1b |  | BASE | BASE | BASE | BASE_PMR1b |  | BASE_PMR1b |  | MOD_CNST | MTSAO_BQ | MOD_CNST | UNC | DIESEL_LNG | NO_MIN_GAS | NO_MIN_GAS | BASE | BASE | EAF_60 | none | HIGH_PMR1b | IRP24_LOW | RES_MRGN_10 | BASE3
| T1 | 0 |  | pklein-DESKTOP2 | copt | copt |  |  | 0 |  | none |  |  | [2025, 2029]+list(range(2030,2051,5)) | range(2030,2051,2) | W_P50 | W_P50 | SL_0 | 1 | redz_corridors_eia | copt | LC | existing+tdp | BASE_COALFLEX | DELAYED_ESKOM_2035 |  |  | 70% | 50% | BASE_PMR1b | FS_2045 | BASE | BASE | BASE | BASE_PMR1b | 9.2% | BASE_PMR1b | FS_2045 | MOD_CNST | MTSAO_BQ | MOD_CNST | UNC | DIESEL_LNG | NO_MIN_GAS | NO_MIN_GAS | BASE | BASE | EAF_60 | none | BASE_PMR1b | ME_LOW | RES_MRGN_10 | BASE3
| T2 | 0 |  | pklein-DESKTOP | copt | copt |  |  | 0 |  | none |  |  | [2025, 2029]+list(range(2030,2051,5)) | range(2030,2051,2) | W_P50 | W_P50 | SL_12 | 1 | redz_corridors_eia | copt |  | existing+tdp | BASE_COALFLEX | DELAYED_ESKOM_2035 |  |  | 40% | 150% | BASE_PMR1b |  | BASE | BASE | BASE | BASE_PMR1b | 9.2% | BASE_PMR1b |  | MOD_CNST | MTSAO_BQ | MOD_CNST | UNC | DIESEL_LNG | NO_MIN_GAS | NO_MIN_GAS | BASE | BASE | EAF_60 | none | BASE_PMR1b | ME_LOW | RES_MRGN_10 | BASE3
| T3 | 0 |  | pklein-DESKTOP2 | copt | copt |  |  | 0 |  | none |  |  | [2025, 2029]+list(range(2030,2051,5)) | range(2030,2051,2) | W_P50 | W_P50 | SL_0 | 1 | redz_corridors_eia | copt | LC | existing+tdp | BASE_COALFLEX | DELAYED_ESKOM_2035 |  |  | 70% | 50% | BASE_PMR1b | FS_2045 | BASE | BASE | BASE | BASE_PMR1b | 9.2% | BASE_PMR1b | FS_2045 | MOD_CNST | MTSAO_BQ | MOD_CNST | UNC | DIESEL_LNG | NO_MIN_GAS | NO_MIN_GAS | BASE | BASE | EAF_60 | none | BASE_PMR1b | IRP24_MOD | RES_MRGN_10 | BASE3
| T4 | 0 |  | pklein-DESKTOP | copt | copt |  |  | 0 |  | none |  |  | [2025, 2029]+list(range(2030,2051,5)) | range(2030,2051,2) | W_P50 | W_P50 | SL_12 | 1 | redz_corridors_eia | copt |  | existing+tdp | BASE_COALFLEX | DELAYED_ESKOM_2035 |  |  | 40% | 150% | BASE_PMR1b |  | BASE | BASE | BASE | BASE_PMR1b | 9.2% | BASE_PMR1b |  | MOD_CNST | MTSAO_BQ | MOD_CNST | UNC | DIESEL_LNG | NO_MIN_GAS | NO_MIN_GAS | BASE | BASE | EAF_60 | none | BASE_PMR1b | IRP24_MOD | RES_MRGN_10 | BASE3
| T5 | 0 |  | pklein-DESKTOP2 | copt | copt |  |  | 0 |  | none |  |  | [2025, 2029]+list(range(2030,2051,5)) | range(2030,2051,2) | W_P50 | W_P50 | SL_0 | 1 | redz_corridors_eia | copt |  | existing+tdp | BASE_COALFLEX | DELAYED_ESKOM_2035 |  |  | 70% | 150% | BASE_PMR1b |  | BASE | BASE | BASE | BASE_PMR1b | 9.2% | BASE_PMR1b |  | MOD_CNST | MTSAO_BQ | MOD_CNST | UNC | DIESEL_LNG | NO_MIN_GAS | NO_MIN_GAS | BASE | BASE | EAF_50 | none | BASE_PMR1b | IRP24_LOW | RES_MRGN_10 | BASE3
| T6 | 0 |  | pklein-DESKTOP | copt | copt |  |  | 0 |  | none |  |  | [2025, 2029]+list(range(2030,2051,5)) | range(2030,2051,2) | W_P50 | W_P50 | SL_12 | 1 | redz_corridors_eia | copt |  | existing+tdp | BASE_COALFLEX | DELAYED_ESKOM_2035 |  |  | 40% | 150% | BASE_PMR1b |  | BASE | BASE | BASE | BASE_PMR1b | 9.2% | BASE_PMR1b |  | MOD_CNST | MTSAO_BQ | MOD_CNST | UNC | DIESEL_LNG | NO_MIN_GAS | NO_MIN_GAS | BASE | BASE | EAF_50 | none | BASE_PMR1b | IRP24_LOW | RES_MRGN_10 | BASE3
| T7 | 0 |  | pklein-DESKTOP2 | copt | copt |  |  | 0 |  | none |  |  | [2025, 2029]+list(range(2030,2051,5)) | range(2030,2051,2) | W_P50 | W_P50 | SL_0 | 1 | redz_corridors_eia | copt |  | existing+tdp | BASE_COALFLEX | DELAYED_ESKOM_2035 |  |  | 70% | 50% | BASE_PMR1b |  | BASE | BASE | BASE | BASE_PMR1b | 9.2% | BASE_PMR1b |  | MOD_CNST | MTSAO_BQ | MOD_CNST | UNC | DIESEL_LNG | NO_MIN_GAS | NO_MIN_GAS | BASE | BASE | EAF_65 | none | BASE_PMR1b | IRP24_LOW | RES_MRGN_10 | BASE3
| T8 | 0 |  | pklein-DESKTOP | copt | copt |  |  | 0 |  | none |  |  | [2025, 2029]+list(range(2030,2051,5)) | range(2030,2051,2) | W_P50 | W_P50 | SL_12 | 1 | redz_corridors_eia | copt |  | existing+tdp | BASE_COALFLEX | DELAYED_ESKOM_2035 |  |  | 40% | 150% | BASE_PMR1b |  | BASE | BASE | BASE | BASE_PMR1b | 9.2% | BASE_PMR1b |  | MOD_CNST | MTSAO_BQ | MOD_CNST | UNC | DIESEL_LNG | NO_MIN_GAS | NO_MIN_GAS | BASE | BASE | EAF_65 | none | BASE_PMR1b | IRP24_LOW | RES_MRGN_10 | BASE3
| T9 | 0 |  | pklein-DESKTOP2 | copt | copt |  |  | 0 |  | none |  |  | [2025, 2029]+list(range(2030,2051,5)) | range(2030,2051,2) | W_P50 | W_P50 | SL_0 | 1 | redz_corridors_eia | copt |  | existing+tdp | BASE_COALFLEX | DELAYED_ESKOM_2035 |  |  | 70% | 50% | LOW_PMR1b |  | BASE | BASE | BASE | BASE_PMR1b | 9.2% | LOW_PMR1b |  | MOD_CNST | MTSAO_BQ | MOD_CNST | UNC | DIESEL_LNG | NO_MIN_GAS | NO_MIN_GAS | BASE | BASE | EAF_60 | none | BASE_PMR1b | IRP24_LOW | RES_MRGN_10 | BASE3
| T10 | 0 |  | pklein-DESKTOP | copt | copt |  |  | 0 |  | none |  |  | [2025, 2029]+list(range(2030,2051,5)) | range(2030,2051,2) | W_P50 | W_P50 | SL_12 | 1 | redz_corridors_eia | copt |  | existing+tdp | BASE_COALFLEX | DELAYED_ESKOM_2035 |  |  | 40% | 150% | LOW_PMR1b |  | BASE | BASE | BASE | BASE_PMR1b | 9.2% | LOW_PMR1b |  | MOD_CNST | MTSAO_BQ | MOD_CNST | UNC | DIESEL_LNG | NO_MIN_GAS | NO_MIN_GAS | BASE | BASE | EAF_60 | none | BASE_PMR1b | IRP24_LOW | RES_MRGN_10 | BASE3
| T11 | 0 |  | pklein-DESKTOP2 | copt | copt |  |  | 0 |  | none |  |  | [2025, 2029]+list(range(2030,2051,5)) | range(2030,2051,2) | W_P50 | W_P50 | SL_0 | 1 | redz_corridors_eia | copt |  | existing+tdp | BASE_COALFLEX | DELAYED_ESKOM_2035 |  |  | 70% | 50% | HIGH_PMR1b |  | BASE | BASE | BASE | BASE_PMR1b | 9.2% | HIGH_PMR1b |  | MOD_CNST | MTSAO_BQ | MOD_CNST | UNC | DIESEL_LNG | NO_MIN_GAS | NO_MIN_GAS | BASE | BASE | EAF_60 | none | BASE_PMR1b | IRP24_LOW | RES_MRGN_10 | BASE3
| T12 | 0 |  | pklein-DESKTOP | copt | copt |  |  | 0 |  | none |  |  | [2025, 2029]+list(range(2030,2051,5)) | range(2030,2051,2) | W_P50 | W_P50 | SL_12 | 1 | redz_corridors_eia | copt |  | existing+tdp | BASE_COALFLEX | DELAYED_ESKOM_2035 |  |  | 40% | 150% | HIGH_PMR1b |  | BASE | BASE | BASE | BASE_PMR1b | 9.2% | HIGH_PMR1b |  | MOD_CNST | MTSAO_BQ | MOD_CNST | UNC | DIESEL_LNG | NO_MIN_GAS | NO_MIN_GAS | BASE | BASE | EAF_60 | none | BASE_PMR1b | IRP24_LOW | RES_MRGN_10 | BASE3
| T13 | 0 |  | pklein-DESKTOP2 | copt | copt |  |  | 0 |  | none |  |  | [2025, 2029]+list(range(2030,2051,5)) | range(2030,2051,2) | W_P50 | W_P50 | SL_0 | 1 | redz_corridors_eia | copt |  | existing+tdp | BASE_COALFLEX | DELAYED_ESKOM_2035 |  |  | 70% | 50% | BASE_PMR1b |  | BASE | BASE | BASE | LOW_PMR1b | 7.2% | BASE_PMR1b |  | MOD_CNST | MTSAO_BQ | MOD_CNST | UNC | DIESEL_LNG | NO_MIN_GAS | NO_MIN_GAS | BASE | BASE | EAF_60 | none | BASE_PMR1b | IRP24_LOW | RES_MRGN_10 | BASE3
| T14 | 0 |  | pklein-DESKTOP | copt | copt |  |  | 0 |  | none |  |  | [2025, 2029]+list(range(2030,2051,5)) | range(2030,2051,2) | W_P50 | W_P50 | SL_12 | 1 | redz_corridors_eia | copt |  | existing+tdp | BASE_COALFLEX | DELAYED_ESKOM_2035 |  |  | 40% | 150% | BASE_PMR1b |  | BASE | BASE | BASE | LOW_PMR1b | 7.2% | BASE_PMR1b |  | MOD_CNST | MTSAO_BQ | MOD_CNST | UNC | DIESEL_LNG | NO_MIN_GAS | NO_MIN_GAS | BASE | BASE | EAF_60 | none | BASE_PMR1b | IRP24_LOW | RES_MRGN_10 | BASE3
| T15 | 0 |  | pklein-DESKTOP2 | copt | copt |  |  | 0 |  | none |  |  | [2025, 2029]+list(range(2030,2051,5)) | range(2030,2051,2) | W_P50 | W_P50 | SL_0 | 1 | redz_corridors_eia | copt |  | existing+tdp | BASE_COALFLEX | DELAYED_ESKOM_2035 |  |  | 70% | 50% | BASE_PMR1b |  | BASE | BASE | BASE | HIGH_PMR1b | 12% | BASE_PMR1b |  | MOD_CNST | MTSAO_BQ | MOD_CNST | UNC | DIESEL_LNG | NO_MIN_GAS | NO_MIN_GAS | BASE | BASE | EAF_60 | none | BASE_PMR1b | IRP24_LOW | RES_MRGN_10 | BASE3
| T16 | 0 |  | pklein-DESKTOP | copt | copt |  |  | 0 |  | none |  |  | [2025, 2029]+list(range(2030,2051,5)) | range(2030,2051,2) | W_P50 | W_P50 | SL_12 | 1 | redz_corridors_eia | copt |  | existing+tdp | BASE_COALFLEX | DELAYED_ESKOM_2035 |  |  | 40% | 150% | BASE_PMR1b |  | BASE | BASE | BASE | HIGH_PMR1b | 12% | BASE_PMR1b |  | MOD_CNST | MTSAO_BQ | MOD_CNST | UNC | DIESEL_LNG | NO_MIN_GAS | NO_MIN_GAS | BASE | BASE | EAF_60 | none | BASE_PMR1b | IRP24_LOW | RES_MRGN_10 | BASE3
| T17 | 0 |  | pklein-DESKTOP2 | copt | copt |  |  | 0 |  | none |  |  | [2025, 2029]+list(range(2030,2051,5)) | range(2030,2051,2) | W_P50 | W_P50 | SL_0 | 1 | redz_corridors_eia | copt | LC | existing+tdp | BASE_COALFLEX | DELAYED_ESKOM_2035 |  |  | 70% | 50% | BASE_PMR1b | FS_2045 | BASE | BASE | BASE | BASE_PMR1b | 9.2% | BASE_PMR1b | FS_2045 | MOD_CNST | MTSAO_BQ | MOD_CNST | UNC | DIESEL_LNG | NO_MIN_GAS | NO_MIN_GAS | BASE | BASE | EAF_60 | none | LOW_PMR1b | IRP24_LOW | RES_MRGN_10 | BASE3
| T18 | 0 |  | pklein-DESKTOP | copt | copt |  |  | 0 |  | none |  |  | [2025, 2029]+list(range(2030,2051,5)) | range(2030,2051,2) | W_P50 | W_P50 | SL_12 | 1 | redz_corridors_eia | copt | LC | existing+tdp | BASE_COALFLEX | DELAYED_ESKOM_2035 |  |  | 40% | 150% | BASE_PMR1b | FS_2045 | BASE | BASE | BASE | BASE_PMR1b | 9.2% | BASE_PMR1b | FS_2045 | MOD_CNST | MTSAO_BQ | MOD_CNST | UNC | DIESEL_LNG | NO_MIN_GAS | NO_MIN_GAS | BASE | BASE | EAF_60 | none | LOW_PMR1b | IRP24_LOW | RES_MRGN_10 | BASE3
| T19 | 0 |  | pklein-DESKTOP2 | copt | copt |  |  | 0 |  | none |  |  | [2025, 2029]+list(range(2030,2051,5)) | range(2030,2051,2) | W_P50 | W_P50 | SL_0 | 1 | redz_corridors_eia | copt | LC | existing+tdp | BASE_COALFLEX | DELAYED_ESKOM_2035 |  |  | 70% | 50% | BASE_PMR1b | FS_2045 | BASE | BASE | BASE | BASE_PMR1b | 9.2% | BASE_PMR1b | FS_2045 | MOD_CNST | MTSAO_BQ | MOD_CNST | UNC | DIESEL_LNG | NO_MIN_GAS | NO_MIN_GAS | BASE | BASE | EAF_60 | none | HIGH_PMR1b | IRP24_LOW | RES_MRGN_10 | BASE3
| T20 | 0 |  | pklein-DESKTOP | copt | copt |  |  | 0 |  | none |  |  | [2025, 2029]+list(range(2030,2051,5)) | range(2030,2051,2) | W_P50 | W_P50 | SL_12 | 1 | redz_corridors_eia | copt | LC | existing+tdp | BASE_COALFLEX | DELAYED_ESKOM_2035 |  |  | 40% | 150% | BASE_PMR1b | FS_2045 | BASE | BASE | BASE | BASE_PMR1b | 9.2% | BASE_PMR1b | FS_2045 | MOD_CNST | MTSAO_BQ | MOD_CNST | UNC | DIESEL_LNG | NO_MIN_GAS | NO_MIN_GAS | BASE | BASE | EAF_60 | none | HIGH_PMR1b | IRP24_LOW | RES_MRGN_10 | BASE3
| T21 | 0 |  | pklein-DESKTOP2 | copt | copt |  |  | 0 |  | none |  |  | [2025, 2029]+list(range(2030,2051,5)) | range(2030,2051,2) | W_P50 | W_P50 | SL_0 | 1 | redz_corridors_eia | copt | LC | existing+tdp | BASE_COALFLEX | DELAYED_ESKOM_2035 |  |  | 70% | 50% | HIGH_PMR1b | FS_2045 | BASE | BASE | BASE | HIGH_PMR1b | 12% | HIGH_PMR1b | FS_2045 | MOD_CNST | MTSAO_BQ | MOD_CNST | UNC | DIESEL_LNG | NO_MIN_GAS | NO_MIN_GAS | BASE | BASE | EAF_50 | none | LOW_PMR1b | ME_LOW | RES_MRGN_10 | BASE3
| T22 | 0 |  | pklein-DESKTOP | copt | copt |  |  | 0 |  | none |  |  | [2025, 2029]+list(range(2030,2051,5)) | range(2030,2051,2) | W_P50 | W_P50 | SL_12 | 1 | redz_corridors_eia | copt | LC | existing+tdp | BASE_COALFLEX | DELAYED_ESKOM_2035 |  |  | 40% | 150% | HIGH_PMR1b | FS_2045 | BASE | BASE | BASE | HIGH_PMR1b | 12% | HIGH_PMR1b | FS_2045 | MOD_CNST | MTSAO_BQ | MOD_CNST | UNC | DIESEL_LNG | NO_MIN_GAS | NO_MIN_GAS | BASE | BASE | EAF_50 | none | LOW_PMR1b | ME_LOW | RES_MRGN_10 | BASE3
| T23 | 0 |  | pklein-DESKTOP2 | copt | copt |  |  | 0 |  | none |  |  | [2025, 2029]+list(range(2030,2051,5)) | range(2030,2051,2) | W_P50 | W_P50 | SL_0 | 1 | redz_corridors_eia | copt | LC | existing+tdp | BASE_COALFLEX | DELAYED_ESKOM_2035 |  |  | 70% | 50% | LOW_PMR1b | FS_2045 | BASE | BASE | BASE | LOW_PMR1b | 7.2% | LOW_PMR1b | FS_2045 | MOD_CNST | MTSAO_BQ | MOD_CNST | UNC | DIESEL_LNG | NO_MIN_GAS | NO_MIN_GAS | BASE | BASE | EAF_65 | none | HIGH_PMR1b | IRP24_MOD | RES_MRGN_10 | BASE3
| T24 | 0 |  | pklein-DESKTOP | copt | copt |  |  | 0 |  | none |  |  | [2025, 2029]+list(range(2030,2051,5)) | range(2030,2051,2) | W_P50 | W_P50 | SL_12 | 1 | redz_corridors_eia | copt | LC | existing+tdp | BASE_COALFLEX | DELAYED_ESKOM_2035 |  |  | 40% | 150% | LOW_PMR1b | FS_2045 | BASE | BASE | BASE | LOW_PMR1b | 7.2% | LOW_PMR1b | FS_2045 | MOD_CNST | MTSAO_BQ | MOD_CNST | UNC | DIESEL_LNG | NO_MIN_GAS | NO_MIN_GAS | BASE | BASE | EAF_65 | none | HIGH_PMR1b | IRP24_MOD | RES_MRGN_10 | BASE3
| T25 | 0 |  | pklein-DESKTOP2 | copt | copt |  |  | 0 |  | none |  |  | [2025, 2029]+list(range(2030,2051,5)) | range(2030,2051,2) | W_P50 | W_P50 | SL_0 | 1 | redz_corridors_eia | copt | LC | existing+tdp | BASE_COALFLEX | DELAYED_ESKOM_2035 |  |  | 70% | 50% | BASE_PMR1b | FS_2045 | BASE | BASE | BASE | BASE_PMR1b | 9.2% | BASE_PMR1b | FS_2045 | MOD_CNST | MTSAO_BQ | MOD_CNST | UNC | DIESEL_LNG | NO_MIN_GAS | NO_MIN_GAS | BASE | BASE | EAF_60 | none | BASE_PMR1b | ME_LOW | RES_MRGN_10 | BASE3
| T26 | 0 |  | pklein-DESKTOP | copt | copt |  |  | 0 |  | none |  |  | [2025, 2029]+list(range(2030,2051,5)) | range(2030,2051,2) | W_P50 | W_P50 | SL_12 | 1 | redz_corridors_eia | copt |  | existing+tdp | BASE_COALFLEX | DELAYED_ESKOM_2035 |  |  | 40% | 150% | BASE_PMR1b |  | BASE | BASE | BASE | BASE_PMR1b | 9.2% | BASE_PMR1b |  | MOD_CNST | MTSAO_BQ | MOD_CNST | UNC | DIESEL_LNG | NO_MIN_GAS | NO_MIN_GAS | BASE | BASE | EAF_60 | none | BASE_PMR1b | ME_LOW | RES_MRGN_10 | BASE3
| T27 | 0 |  | pklein-DESKTOP2 | copt | copt |  |  | 0 |  | none |  |  | [2025, 2029]+list(range(2030,2051,5)) | range(2030,2051,2) | W_P50 | W_P50 | SL_0 | 1 | redz_corridors_eia | copt | LC | existing+tdp | BASE_COALFLEX | DELAYED_ESKOM_2035 |  |  | 70% | 50% | BASE_PMR1b | FS_2045 | BASE | BASE | BASE | BASE_PMR1b | 9.2% | BASE_PMR1b | FS_2045 | MOD_CNST | MTSAO_BQ | MOD_CNST | UNC | DIESEL_LNG | NO_MIN_GAS | NO_MIN_GAS | BASE | BASE | EAF_60 | none | BASE_PMR1b | IRP24_MOD | RES_MRGN_10 | BASE3
| T28 | 0 |  | pklein-DESKTOP | copt | copt |  |  | 0 |  | none |  |  | [2025, 2029]+list(range(2030,2051,5)) | range(2030,2051,2) | W_P50 | W_P50 | SL_12 | 1 | redz_corridors_eia | copt |  | existing+tdp | BASE_COALFLEX | DELAYED_ESKOM_2035 |  |  | 40% | 150% | BASE_PMR1b |  | BASE | BASE | BASE | BASE_PMR1b | 9.2% | BASE_PMR1b |  | MOD_CNST | MTSAO_BQ | MOD_CNST | UNC | DIESEL_LNG | NO_MIN_GAS | NO_MIN_GAS | BASE | BASE | EAF_60 | none | BASE_PMR1b | IRP24_MOD | RES_MRGN_10 | BASE3
| T29 | 0 |  | pklein-DESKTOP2 | copt | copt |  |  | 0 |  | none |  |  | [2025, 2029]+list(range(2030,2051,5)) | range(2030,2051,2) | W_P50 | W_P50 | SL_0 | 1 | redz_corridors_eia | copt |  | existing+tdp | BASE_COALFLEX | DELAYED_ESKOM_2035 |  |  | 70% | 150% | BASE_PMR1b |  | BASE | BASE | BASE | BASE_PMR1b | 9.2% | BASE_PMR1b |  | MOD_CNST | MTSAO_BQ | MOD_CNST | UNC | DIESEL_LNG | NO_MIN_GAS | NO_MIN_GAS | BASE | BASE | EAF_50 | none | BASE_PMR1b | IRP24_LOW | RES_MRGN_10 | BASE3
| T30 | 0 |  | pklein-DESKTOP | copt | copt |  |  | 0 |  | none |  |  | [2025, 2029]+list(range(2030,2051,5)) | range(2030,2051,2) | W_P50 | W_P50 | SL_12 | 1 | redz_corridors_eia | copt |  | existing+tdp | BASE_COALFLEX | DELAYED_ESKOM_2035 |  |  | 40% | 150% | BASE_PMR1b |  | BASE | BASE | BASE | BASE_PMR1b | 9.2% | BASE_PMR1b |  | MOD_CNST | MTSAO_BQ | MOD_CNST | UNC | DIESEL_LNG | NO_MIN_GAS | NO_MIN_GAS | BASE | BASE | EAF_50 | none | BASE_PMR1b | IRP24_LOW | RES_MRGN_10 | BASE3
| T31 | 0 |  | pklein-DESKTOP2 | copt | copt |  |  | 0 |  | none |  |  | [2025, 2029]+list(range(2030,2051,5)) | range(2030,2051,2) | W_P50 | W_P50 | SL_0 | 1 | redz_corridors_eia | copt |  | existing+tdp | BASE_COALFLEX | DELAYED_ESKOM_2035 |  |  | 70% | 50% | BASE_PMR1b |  | BASE | BASE | BASE | BASE_PMR1b | 9.2% | BASE_PMR1b |  | MOD_CNST | MTSAO_BQ | MOD_CNST | UNC | DIESEL_LNG | NO_MIN_GAS | NO_MIN_GAS | BASE | BASE | EAF_65 | none | BASE_PMR1b | IRP24_LOW | RES_MRGN_10 | BASE3
| T32 | 0 |  | pklein-DESKTOP | copt | copt |  |  | 0 |  | none |  |  | [2025, 2029]+list(range(2030,2051,5)) | range(2030,2051,2) | W_P50 | W_P50 | SL_12 | 1 | redz_corridors_eia | copt |  | existing+tdp | BASE_COALFLEX | DELAYED_ESKOM_2035 |  |  | 40% | 150% | BASE_PMR1b |  | BASE | BASE | BASE | BASE_PMR1b | 9.2% | BASE_PMR1b |  | MOD_CNST | MTSAO_BQ | MOD_CNST | UNC | DIESEL_LNG | NO_MIN_GAS | NO_MIN_GAS | BASE | BASE | EAF_65 | none | BASE_PMR1b | IRP24_LOW | RES_MRGN_10 | BASE3
| T33 | 0 |  | pklein-DESKTOP2 | copt | copt |  |  | 0 |  | none |  |  | [2025, 2029]+list(range(2030,2051,5)) | range(2030,2051,2) | W_P50 | W_P50 | SL_0 | 1 | redz_corridors_eia | copt |  | existing+tdp | BASE_COALFLEX | DELAYED_ESKOM_2035 |  |  | 70% | 50% | LOW_PMR1b |  | BASE | BASE | BASE | BASE_PMR1b | 9.2% | LOW_PMR1b |  | MOD_CNST | MTSAO_BQ | MOD_CNST | UNC | DIESEL_LNG | NO_MIN_GAS | NO_MIN_GAS | BASE | BASE | EAF_60 | none | BASE_PMR1b | IRP24_LOW | RES_MRGN_10 | BASE3
| T34 | 0 |  | pklein-DESKTOP | copt | copt |  |  | 0 |  | none |  |  | [2025, 2029]+list(range(2030,2051,5)) | range(2030,2051,2) | W_P50 | W_P50 | SL_12 | 1 | redz_corridors_eia | copt |  | existing+tdp | BASE_COALFLEX | DELAYED_ESKOM_2035 |  |  | 40% | 150% | LOW_PMR1b |  | BASE | BASE | BASE | BASE_PMR1b | 9.2% | LOW_PMR1b |  | MOD_CNST | MTSAO_BQ | MOD_CNST | UNC | DIESEL_LNG | NO_MIN_GAS | NO_MIN_GAS | BASE | BASE | EAF_60 | none | BASE_PMR1b | IRP24_LOW | RES_MRGN_10 | BASE3
| T35 | 0 |  | pklein-DESKTOP2 | copt | copt |  |  | 0 |  | none |  |  | [2025, 2029]+list(range(2030,2051,5)) | range(2030,2051,2) | W_P50 | W_P50 | SL_0 | 1 | redz_corridors_eia | copt |  | existing+tdp | BASE_COALFLEX | DELAYED_ESKOM_2035 |  |  | 70% | 50% | HIGH_PMR1b |  | BASE | BASE | BASE | BASE_PMR1b | 9.2% | HIGH_PMR1b |  | MOD_CNST | MTSAO_BQ | MOD_CNST | UNC | DIESEL_LNG | NO_MIN_GAS | NO_MIN_GAS | BASE | BASE | EAF_60 | none | BASE_PMR1b | IRP24_LOW | RES_MRGN_10 | BASE3
| T36 | 0 |  | pklein-DESKTOP | copt | copt |  |  | 0 |  | none |  |  | [2025, 2029]+list(range(2030,2051,5)) | range(2030,2051,2) | W_P50 | W_P50 | SL_12 | 1 | redz_corridors_eia | copt |  | existing+tdp | BASE_COALFLEX | DELAYED_ESKOM_2035 |  |  | 40% | 150% | HIGH_PMR1b |  | BASE | BASE | BASE | BASE_PMR1b | 9.2% | HIGH_PMR1b |  | MOD_CNST | MTSAO_BQ | MOD_CNST | UNC | DIESEL_LNG | NO_MIN_GAS | NO_MIN_GAS | BASE | BASE | EAF_60 | none | BASE_PMR1b | IRP24_LOW | RES_MRGN_10 | BASE3
| T37 | 0 |  | pklein-DESKTOP2 | copt | copt |  |  | 0 |  | none |  |  | [2025, 2029]+list(range(2030,2051,5)) | range(2030,2051,2) | W_P50 | W_P50 | SL_0 | 1 | redz_corridors_eia | copt |  | existing+tdp | BASE_COALFLEX | DELAYED_ESKOM_2035 |  |  | 70% | 50% | BASE_PMR1b |  | BASE | BASE | BASE | LOW_PMR1b | 7.2% | BASE_PMR1b |  | MOD_CNST | MTSAO_BQ | MOD_CNST | UNC | DIESEL_LNG | NO_MIN_GAS | NO_MIN_GAS | BASE | BASE | EAF_60 | none | BASE_PMR1b | IRP24_LOW | RES_MRGN_10 | BASE3
| T38 | 0 |  | pklein-DESKTOP | copt | copt |  |  | 0 |  | none |  |  | [2025, 2029]+list(range(2030,2051,5)) | range(2030,2051,2) | W_P50 | W_P50 | SL_12 | 1 | redz_corridors_eia | copt |  | existing+tdp | BASE_COALFLEX | DELAYED_ESKOM_2035 |  |  | 40% | 150% | BASE_PMR1b |  | BASE | BASE | BASE | LOW_PMR1b | 7.2% | BASE_PMR1b |  | MOD_CNST | MTSAO_BQ | MOD_CNST | UNC | DIESEL_LNG | NO_MIN_GAS | NO_MIN_GAS | BASE | BASE | EAF_60 | none | BASE_PMR1b | IRP24_LOW | RES_MRGN_10 | BASE3
| T39 | 0 |  | pklein-DESKTOP2 | copt | copt |  |  | 0 |  | none |  |  | [2025, 2029]+list(range(2030,2051,5)) | range(2030,2051,2) | W_P50 | W_P50 | SL_0 | 1 | redz_corridors_eia | copt |  | existing+tdp | BASE_COALFLEX | DELAYED_ESKOM_2035 |  |  | 70% | 50% | BASE_PMR1b |  | BASE | BASE | BASE | HIGH_PMR1b | 12% | BASE_PMR1b |  | MOD_CNST | MTSAO_BQ | MOD_CNST | UNC | DIESEL_LNG | NO_MIN_GAS | NO_MIN_GAS | BASE | BASE | EAF_60 | none | BASE_PMR1b | IRP24_LOW | RES_MRGN_10 | BASE3
| T40 | 0 |  | pklein-DESKTOP | copt | copt |  |  | 0 |  | none |  |  | [2025, 2029]+list(range(2030,2051,5)) | range(2030,2051,2) | W_P50 | W_P50 | SL_12 | 1 | redz_corridors_eia | copt |  | existing+tdp | BASE_COALFLEX | DELAYED_ESKOM_2035 |  |  | 40% | 150% | BASE_PMR1b |  | BASE | BASE | BASE | HIGH_PMR1b | 12% | BASE_PMR1b |  | MOD_CNST | MTSAO_BQ | MOD_CNST | UNC | DIESEL_LNG | NO_MIN_GAS | NO_MIN_GAS | BASE | BASE | EAF_60 | none | BASE_PMR1b | IRP24_LOW | RES_MRGN_10 | BASE3
| T41 | 0 |  | pklein-DESKTOP2 | copt | copt |  |  | 0 |  | none |  |  | [2025, 2029]+list(range(2030,2051,5)) | range(2030,2051,2) | W_P50 | W_P50 | SL_0 | 1 | redz_corridors_eia | copt | LC | existing+tdp | BASE_COALFLEX | DELAYED_ESKOM_2035 |  |  | 70% | 50% | BASE_PMR1b | FS_2045 | BASE | BASE | BASE | BASE_PMR1b | 9.2% | BASE_PMR1b | FS_2045 | MOD_CNST | MTSAO_BQ | MOD_CNST | UNC | DIESEL_LNG | NO_MIN_GAS | NO_MIN_GAS | BASE | BASE | EAF_60 | none | LOW_PMR1b | IRP24_LOW | RES_MRGN_10 | BASE3
| T42 | 0 |  | pklein-DESKTOP | copt | copt |  |  | 0 |  | none |  |  | [2025, 2029]+list(range(2030,2051,5)) | range(2030,2051,2) | W_P50 | W_P50 | SL_12 | 1 | redz_corridors_eia | copt | LC | existing+tdp | BASE_COALFLEX | DELAYED_ESKOM_2035 |  |  | 40% | 150% | BASE_PMR1b | FS_2045 | BASE | BASE | BASE | BASE_PMR1b | 9.2% | BASE_PMR1b | FS_2045 | MOD_CNST | MTSAO_BQ | MOD_CNST | UNC | DIESEL_LNG | NO_MIN_GAS | NO_MIN_GAS | BASE | BASE | EAF_60 | none | LOW_PMR1b | IRP24_LOW | RES_MRGN_10 | BASE3
| T43 | 0 |  | pklein-DESKTOP2 | copt | copt |  |  | 0 |  | none |  |  | [2025, 2029]+list(range(2030,2051,5)) | range(2030,2051,2) | W_P50 | W_P50 | SL_0 | 1 | redz_corridors_eia | copt | LC | existing+tdp | BASE_COALFLEX | DELAYED_ESKOM_2035 |  |  | 70% | 50% | BASE_PMR1b | FS_2045 | BASE | BASE | BASE | BASE_PMR1b | 9.2% | BASE_PMR1b | FS_2045 | MOD_CNST | MTSAO_BQ | MOD_CNST | UNC | DIESEL_LNG | NO_MIN_GAS | NO_MIN_GAS | BASE | BASE | EAF_60 | none | HIGH_PMR1b | IRP24_LOW | RES_MRGN_10 | BASE3
| T44 | 0 |  | pklein-DESKTOP | copt | copt |  |  | 0 |  | none |  |  | [2025, 2029]+list(range(2030,2051,5)) | range(2030,2051,2) | W_P50 | W_P50 | SL_12 | 1 | redz_corridors_eia | copt | LC | existing+tdp | BASE_COALFLEX | DELAYED_ESKOM_2035 |  |  | 40% | 150% | BASE_PMR1b | FS_2045 | BASE | BASE | BASE | BASE_PMR1b | 9.2% | BASE_PMR1b | FS_2045 | MOD_CNST | MTSAO_BQ | MOD_CNST | UNC | DIESEL_LNG | NO_MIN_GAS | NO_MIN_GAS | BASE | BASE | EAF_60 | none | HIGH_PMR1b | IRP24_LOW | RES_MRGN_10 | BASE3
| T45 | 0 |  | pklein-DESKTOP2 | copt | copt |  |  | 0 |  | none |  |  | [2025, 2029]+list(range(2030,2051,5)) | range(2030,2051,2) | W_P50 | W_P50 | SL_0 | 1 | redz_corridors_eia | copt | LC | existing+tdp | BASE_COALFLEX | DELAYED_ESKOM_2035 |  |  | 70% | 50% | HIGH_PMR1b | FS_2045 | BASE | BASE | BASE | HIGH_PMR1b | 12% | HIGH_PMR1b | FS_2045 | MOD_CNST | MTSAO_BQ | MOD_CNST | UNC | DIESEL_LNG | NO_MIN_GAS | NO_MIN_GAS | BASE | BASE | EAF_50 | none | LOW_PMR1b | ME_LOW | RES_MRGN_10 | BASE3
| T46 | 0 |  | pklein-DESKTOP | copt | copt |  |  | 0 |  | none |  |  | [2025, 2029]+list(range(2030,2051,5)) | range(2030,2051,2) | W_P50 | W_P50 | SL_12 | 1 | redz_corridors_eia | copt | LC | existing+tdp | BASE_COALFLEX | DELAYED_ESKOM_2035 |  |  | 40% | 150% | HIGH_PMR1b | FS_2045 | BASE | BASE | BASE | HIGH_PMR1b | 12% | HIGH_PMR1b | FS_2045 | MOD_CNST | MTSAO_BQ | MOD_CNST | UNC | DIESEL_LNG | NO_MIN_GAS | NO_MIN_GAS | BASE | BASE | EAF_50 | none | LOW_PMR1b | ME_LOW | RES_MRGN_10 | BASE3
| T47 | 0 |  | pklein-DESKTOP2 | copt | copt |  |  | 0 |  | none |  |  | [2025, 2029]+list(range(2030,2051,5)) | range(2030,2051,2) | W_P50 | W_P50 | SL_0 | 1 | redz_corridors_eia | copt | LC | existing+tdp | BASE_COALFLEX | DELAYED_ESKOM_2035 |  |  | 70% | 50% | LOW_PMR1b | FS_2045 | BASE | BASE | BASE | LOW_PMR1b | 7.2% | LOW_PMR1b | FS_2045 | MOD_CNST | MTSAO_BQ | MOD_CNST | UNC | DIESEL_LNG | NO_MIN_GAS | NO_MIN_GAS | BASE | BASE | EAF_65 | none | HIGH_PMR1b | IRP24_MOD | RES_MRGN_10 | BASE3
| T48 | 0 |  | pklein-DESKTOP | copt | copt |  |  | 0 |  | none |  |  | [2025, 2029]+list(range(2030,2051,5)) | range(2030,2051,2) | W_P50 | W_P50 | SL_12 | 1 | redz_corridors_eia | copt | LC | existing+tdp | BASE_COALFLEX | DELAYED_ESKOM_2035 |  |  | 40% | 150% | LOW_PMR1b | FS_2045 | BASE | BASE | BASE | LOW_PMR1b | 7.2% | LOW_PMR1b | FS_2045 | MOD_CNST | MTSAO_BQ | MOD_CNST | UNC | DIESEL_LNG | NO_MIN_GAS | NO_MIN_GAS | BASE | BASE | EAF_65 | none | HIGH_PMR1b | IRP24_MOD | RES_MRGN_10 | BASE3
| F1 | 0 |  |  | copt | copt |  |  | 0 |  | none |  |  | [2025, 2029]+list(range(2030,2051,5)) | range(2030,2051,2) | W_P50 | W_P50 | SL_0 | 1 | redz_corridors_eia | copt | LC | existing+tdp | BASE_COALFLEX | DELAYED_ESKOM_2035 |  |  | 70% | 50% | HIGH_PMR1b | FS_2045 | BASE | BASE | BASE | HIGH_PMR1b | 12% | HIGH_PMR1b | FS_2045 | MOD_CNST | MTSAO_BQ | MOD_CNST | UNC | DIESEL_LNG | NO_MIN_GAS | NO_MIN_GAS | BASE | BASE | EAF_50 | none | LOW_PMR1b | ME_LOW | RES_MRGN_10 | BASE3
| F2 | 0 |  |  | copt | copt |  |  | 0 |  | none |  |  | [2025, 2029]+list(range(2030,2051,5)) | range(2030,2051,2) | W_P50 | W_P50 | SL_0 | 1 | redz_corridors_eia | copt |  | existing+tdp | BASE_COALFLEX | DELAYED_ESKOM_2035 |  |  | 50% | 100% | HIGH_PMR1b |  | BASE | BASE | BASE | HIGH_PMR1b | 12% | HIGH_PMR1b |  | MOD_CNST | MTSAO_BQ | MOD_CNST | UNC | DIESEL_LNG | NO_MIN_GAS | NO_MIN_GAS | BASE | BASE | EAF_50 | none | LOW_PMR1b | ME_LOW | RES_MRGN_10 | BASE3
| F3 | 0 |  |  | copt | copt |  |  | 0 |  | none |  |  | [2025, 2029]+list(range(2030,2051,5)) | range(2030,2051,2) | W_P50 | W_P50 | SL_1 | 1 | redz_corridors_eia | copt |  | existing+tdp | BASE_COALFLEX | DELAYED_ESKOM_2035 |  |  | 70% | 100% | HIGH_PMR1b |  | BASE | BASE | BASE | HIGH_PMR1b | 12% | HIGH_PMR1b |  | MOD_CNST | MTSAO_BQ | MOD_CNST | UNC | DIESEL_LNG | NO_MIN_GAS | NO_MIN_GAS | BASE | BASE | EAF_50 | none | LOW_PMR1b | ME_LOW | RES_MRGN_10 | BASE3
| F4 | 0 |  |  | copt | copt |  |  | 0 |  | none |  |  | [2025, 2029]+list(range(2030,2051,5)) | range(2030,2051,2) | W_P50 | W_P50 | SL_1 | 1 | redz_corridors_eia | copt |  | existing+tdp | BASE_COALFLEX | DELAYED_ESKOM_2035 |  |  | 50% | 100% | HIGH_PMR1b |  | BASE | BASE | BASE | HIGH_PMR1b | 12% | HIGH_PMR1b |  | MOD_CNST | MTSAO_BQ | MOD_CNST | UNC | DIESEL_LNG | NO_MIN_GAS | NO_MIN_GAS | BASE | BASE | EAF_50 | none | LOW_PMR1b | ME_LOW | RES_MRGN_10 | BASE3
| F5 | 0 |  |  | copt | copt |  |  | 0 |  | none |  |  | [2025, 2029]+list(range(2030,2051,5)) | range(2030,2051,2) | W_P50 | W_P50 | SL_6 | 1 | redz_corridors_eia | copt |  | existing+tdp | BASE_COALFLEX | DELAYED_ESKOM_2035 |  |  | 70% | 100% | HIGH_PMR1b |  | BASE | BASE | BASE | HIGH_PMR1b | 12% | HIGH_PMR1b |  | MOD_CNST | MTSAO_BQ | MOD_CNST | UNC | DIESEL_LNG | NO_MIN_GAS | NO_MIN_GAS | BASE | BASE | EAF_50 | none | LOW_PMR1b | ME_LOW | RES_MRGN_10 | BASE3
| F6 | 0 |  |  | copt | copt |  |  | 0 |  | none |  |  | [2025, 2029]+list(range(2030,2051,5)) | range(2030,2051,2) | W_P50 | W_P50 | SL_12 | 1 | redz_corridors_eia | copt |  | existing+tdp | BASE_COALFLEX | DELAYED_ESKOM_2035 |  |  | 40% | 150% | HIGH_PMR1b |  | BASE | BASE | BASE | HIGH_PMR1b | 12% | HIGH_PMR1b |  | MOD_CNST | MTSAO_BQ | MOD_CNST | UNC | DIESEL_LNG | NO_MIN_GAS | NO_MIN_GAS | BASE | BASE | EAF_50 | none | LOW_PMR1b | ME_LOW | RES_MRGN_10 | BASE3
| F7 | 0 |  |  | copt | copt |  |  | 0 |  | none |  |  | [2025, 2029]+list(range(2030,2051,5)) | range(2030,2051,2) | W_P50 | W_P50 | SL_0 | 1 | redz_corridors_eia | copt | LC | existing+tdp | BASE_COALFLEX | DELAYED_ESKOM_2035 |  |  | 70% | 50% | HIGH_PMR1b | FS_2045 | BASE | BASE | BASE | HIGH_PMR1b | 12% | HIGH_PMR1b | FS_2045 | MOD_CNST | MTSAO_BQ | MOD_CNST | UNC | DIESEL_LNG | NO_MIN_GAS | NO_MIN_GAS | BASE | BASE | EAF_50 | none | LOW_PMR1b | ME_LOW | RES_MRGN_10 | BASE3
| F8 | 0 |  |  | copt | copt |  |  | 0 |  | none |  |  | [2025, 2029]+list(range(2030,2051,5)) | range(2030,2051,2) | W_P50 | W_P50 | SL_0 | 1 | redz_corridors_eia | copt |  | existing+tdp | BASE_COALFLEX | DELAYED_ESKOM_2035 |  |  | 50% | 100% | HIGH_PMR1b |  | BASE | BASE | BASE | HIGH_PMR1b | 12% | HIGH_PMR1b |  | MOD_CNST | MTSAO_BQ | MOD_CNST | UNC | DIESEL_LNG | NO_MIN_GAS | NO_MIN_GAS | BASE | BASE | EAF_50 | none | LOW_PMR1b | ME_LOW | RES_MRGN_10 | BASE3
| F9 | 0 |  |  | copt | copt |  |  | 0 |  | none |  |  | [2025, 2029]+list(range(2030,2051,5)) | range(2030,2051,2) | W_P50 | W_P50 | SL_1 | 1 | redz_corridors_eia | copt |  | existing+tdp | BASE_COALFLEX | DELAYED_ESKOM_2035 |  |  | 70% | 100% | HIGH_PMR1b |  | BASE | BASE | BASE | HIGH_PMR1b | 12% | HIGH_PMR1b |  | MOD_CNST | MTSAO_BQ | MOD_CNST | UNC | DIESEL_LNG | NO_MIN_GAS | NO_MIN_GAS | BASE | BASE | EAF_50 | none | LOW_PMR1b | ME_LOW | RES_MRGN_10 | BASE3
| F10 | 0 |  |  | copt | copt |  |  | 0 |  | none |  |  | [2025, 2029]+list(range(2030,2051,5)) | range(2030,2051,2) | W_P50 | W_P50 | SL_1 | 1 | redz_corridors_eia | copt |  | existing+tdp | BASE_COALFLEX | DELAYED_ESKOM_2035 |  |  | 50% | 100% | HIGH_PMR1b |  | BASE | BASE | BASE | HIGH_PMR1b | 12% | HIGH_PMR1b |  | MOD_CNST | MTSAO_BQ | MOD_CNST | UNC | DIESEL_LNG | NO_MIN_GAS | NO_MIN_GAS | BASE | BASE | EAF_50 | none | LOW_PMR1b | ME_LOW | RES_MRGN_10 | BASE3
| F11 | 0 |  |  | copt | copt |  |  | 0 |  | none |  |  | [2025, 2029]+list(range(2030,2051,5)) | range(2030,2051,2) | W_P50 | W_P50 | SL_6 | 1 | redz_corridors_eia | copt |  | existing+tdp | BASE_COALFLEX | DELAYED_ESKOM_2035 |  |  | 70% | 100% | HIGH_PMR1b |  | BASE | BASE | BASE | HIGH_PMR1b | 12% | HIGH_PMR1b |  | MOD_CNST | MTSAO_BQ | MOD_CNST | UNC | DIESEL_LNG | NO_MIN_GAS | NO_MIN_GAS | BASE | BASE | EAF_50 | none | LOW_PMR1b | ME_LOW | RES_MRGN_10 | BASE3
| F12 | 0 |  |  | copt | copt |  |  | 0 |  | none |  |  | [2025, 2029]+list(range(2030,2051,5)) | range(2030,2051,2) | W_P50 | W_P50 | SL_12 | 1 | redz_corridors_eia | copt |  | existing+tdp | BASE_COALFLEX | DELAYED_ESKOM_2035 |  |  | 40% | 150% | HIGH_PMR1b |  | BASE | BASE | BASE | HIGH_PMR1b | 12% | HIGH_PMR1b |  | MOD_CNST | MTSAO_BQ | MOD_CNST | UNC | DIESEL_LNG | NO_MIN_GAS | NO_MIN_GAS | BASE | BASE | EAF_50 | none | LOW_PMR1b | ME_LOW | RES_MRGN_10 | BASE3
| U1 | 0 |  |  | copt | copt |  |  | 0 |  | none |  |  | [2025, 2029]+list(range(2030,2051,5)) | range(2030,2051,2) | W_P50 | W_P50 | SL_0 | 1 | redz_corridors_eia | copt | LC | existing+tdp | BASE_COALFLEX | DELAYED_ESKOM_2035 |  |  | 70% | 50% | HIGH_PMR1b | FS_2045 | BASE | BASE | BASE | BASE_PMR1b | 9.2% | HIGH_PMR1b | FS_2045 | MOD_CNST | MTSAO_BQ | MOD_CNST | UNC | DIESEL_LNG | NO_MIN_GAS | NO_MIN_GAS | BASE | BASE | EAF_55 | none | LOW_PMR1b | ME_LOW | RES_MRGN_10 | BASE3
| U2 | 0 |  |  | copt | copt |  |  | 0 |  | none |  |  | [2025, 2029]+list(range(2030,2051,5)) | range(2030,2051,2) | W_P50 | W_P50 | SL_0 | 1 | redz_corridors_eia | copt |  | existing+tdp | BASE_COALFLEX | DELAYED_ESKOM_2035 |  |  | 50% | 100% | HIGH_PMR1b |  | BASE | BASE | BASE | BASE_PMR1b | 9.2% | HIGH_PMR1b |  | MOD_CNST | MTSAO_BQ | MOD_CNST | UNC | DIESEL_LNG | NO_MIN_GAS | NO_MIN_GAS | BASE | BASE | EAF_55 | none | LOW_PMR1b | ME_LOW | RES_MRGN_10 | BASE3
| U3 | 0 |  |  | copt | copt |  |  | 0 |  | none |  |  | [2025, 2029]+list(range(2030,2051,5)) | range(2030,2051,2) | W_P50 | W_P50 | SL_1 | 1 | redz_corridors_eia | copt |  | existing+tdp | BASE_COALFLEX | DELAYED_ESKOM_2035 |  |  | 70% | 100% | HIGH_PMR1b |  | BASE | BASE | BASE | BASE_PMR1b | 9.2% | HIGH_PMR1b |  | MOD_CNST | MTSAO_BQ | MOD_CNST | UNC | DIESEL_LNG | NO_MIN_GAS | NO_MIN_GAS | BASE | BASE | EAF_55 | none | LOW_PMR1b | ME_LOW | RES_MRGN_10 | BASE3
| U4 | 0 |  |  | copt | copt |  |  | 0 |  | none |  |  | [2025, 2029]+list(range(2030,2051,5)) | range(2030,2051,2) | W_P50 | W_P50 | SL_1 | 1 | redz_corridors_eia | copt |  | existing+tdp | BASE_COALFLEX | DELAYED_ESKOM_2035 |  |  | 50% | 100% | HIGH_PMR1b |  | BASE | BASE | BASE | BASE_PMR1b | 9.2% | HIGH_PMR1b |  | MOD_CNST | MTSAO_BQ | MOD_CNST | UNC | DIESEL_LNG | NO_MIN_GAS | NO_MIN_GAS | BASE | BASE | EAF_55 | none | LOW_PMR1b | ME_LOW | RES_MRGN_10 | BASE3
| U5 | 0 |  |  | copt | copt |  |  | 0 |  | none |  |  | [2025, 2029]+list(range(2030,2051,5)) | range(2030,2051,2) | W_P50 | W_P50 | SL_6 | 1 | redz_corridors_eia | copt |  | existing+tdp | BASE_COALFLEX | DELAYED_ESKOM_2035 |  |  | 70% | 100% | HIGH_PMR1b |  | BASE | BASE | BASE | BASE_PMR1b | 9.2% | HIGH_PMR1b |  | MOD_CNST | MTSAO_BQ | MOD_CNST | UNC | DIESEL_LNG | NO_MIN_GAS | NO_MIN_GAS | BASE | BASE | EAF_55 | none | LOW_PMR1b | ME_LOW | RES_MRGN_10 | BASE3
| U6 | 0 |  |  | copt | copt |  |  | 0 |  | none |  |  | [2025, 2029]+list(range(2030,2051,5)) | range(2030,2051,2) | W_P50 | W_P50 | SL_12 | 1 | redz_corridors_eia | copt |  | existing+tdp | BASE_COALFLEX | DELAYED_ESKOM_2035 |  |  | 40% | 150% | HIGH_PMR1b |  | BASE | BASE | BASE | BASE_PMR1b | 9.2% | HIGH_PMR1b |  | MOD_CNST | MTSAO_BQ | MOD_CNST | UNC | DIESEL_LNG | NO_MIN_GAS | NO_MIN_GAS | BASE | BASE | EAF_55 | none | LOW_PMR1b | ME_LOW | RES_MRGN_10 | BASE3
| U7 | 0 |  |  | copt | copt |  |  | 0 |  | none |  |  | [2025, 2029]+list(range(2030,2051,5)) | range(2030,2051,2) | W_P50 | W_P50 | SL_0 | 1 | redz_corridors_eia | copt | LC | existing+tdp | BASE_COALFLEX | DELAYED_ESKOM_2035 |  |  | 70% | 50% | HIGH_PMR1b | FS_2045 | BASE | BASE | BASE | BASE_PMR1b | 9.2% | HIGH_PMR1b | FS_2045 | MOD_CNST | MTSAO_BQ | MOD_CNST | UNC | DIESEL_LNG | NO_MIN_GAS | NO_MIN_GAS | BASE | BASE | EAF_55 | none | LOW_PMR1b | ME_LOW | RES_MRGN_10 | BASE3
| U8 | 0 |  |  | copt | copt |  |  | 0 |  | none |  |  | [2025, 2029]+list(range(2030,2051,5)) | range(2030,2051,2) | W_P50 | W_P50 | SL_0 | 1 | redz_corridors_eia | copt |  | existing+tdp | BASE_COALFLEX | DELAYED_ESKOM_2035 |  |  | 50% | 100% | HIGH_PMR1b |  | BASE | BASE | BASE | BASE_PMR1b | 9.2% | HIGH_PMR1b |  | MOD_CNST | MTSAO_BQ | MOD_CNST | UNC | DIESEL_LNG | NO_MIN_GAS | NO_MIN_GAS | BASE | BASE | EAF_55 | none | LOW_PMR1b | ME_LOW | RES_MRGN_10 | BASE3
| U9 | 0 |  |  | copt | copt |  |  | 0 |  | none |  |  | [2025, 2029]+list(range(2030,2051,5)) | range(2030,2051,2) | W_P50 | W_P50 | SL_1 | 1 | redz_corridors_eia | copt |  | existing+tdp | BASE_COALFLEX | DELAYED_ESKOM_2035 |  |  | 70% | 100% | HIGH_PMR1b |  | BASE | BASE | BASE | BASE_PMR1b | 9.2% | HIGH_PMR1b |  | MOD_CNST | MTSAO_BQ | MOD_CNST | UNC | DIESEL_LNG | NO_MIN_GAS | NO_MIN_GAS | BASE | BASE | EAF_55 | none | LOW_PMR1b | ME_LOW | RES_MRGN_10 | BASE3
| U10 | 0 |  |  | copt | copt |  |  | 0 |  | none |  |  | [2025, 2029]+list(range(2030,2051,5)) | range(2030,2051,2) | W_P50 | W_P50 | SL_1 | 1 | redz_corridors_eia | copt |  | existing+tdp | BASE_COALFLEX | DELAYED_ESKOM_2035 |  |  | 50% | 100% | HIGH_PMR1b |  | BASE | BASE | BASE | BASE_PMR1b | 9.2% | HIGH_PMR1b |  | MOD_CNST | MTSAO_BQ | MOD_CNST | UNC | DIESEL_LNG | NO_MIN_GAS | NO_MIN_GAS | BASE | BASE | EAF_55 | none | LOW_PMR1b | ME_LOW | RES_MRGN_10 | BASE3
| U11 | 0 |  |  | copt | copt |  |  | 0 |  | none |  |  | [2025, 2029]+list(range(2030,2051,5)) | range(2030,2051,2) | W_P50 | W_P50 | SL_6 | 1 | redz_corridors_eia | copt |  | existing+tdp | BASE_COALFLEX | DELAYED_ESKOM_2035 |  |  | 70% | 100% | HIGH_PMR1b |  | BASE | BASE | BASE | BASE_PMR1b | 9.2% | HIGH_PMR1b |  | MOD_CNST | MTSAO_BQ | MOD_CNST | UNC | DIESEL_LNG | NO_MIN_GAS | NO_MIN_GAS | BASE | BASE | EAF_55 | none | LOW_PMR1b | ME_LOW | RES_MRGN_10 | BASE3
| U12 | 0 |  |  | copt | copt |  |  | 0 |  | none |  |  | [2025, 2029]+list(range(2030,2051,5)) | range(2030,2051,2) | W_P50 | W_P50 | SL_12 | 1 | redz_corridors_eia | copt |  | existing+tdp | BASE_COALFLEX | DELAYED_ESKOM_2035 |  |  | 40% | 150% | HIGH_PMR1b |  | BASE | BASE | BASE | BASE_PMR1b | 9.2% | HIGH_PMR1b |  | MOD_CNST | MTSAO_BQ | MOD_CNST | UNC | DIESEL_LNG | NO_MIN_GAS | NO_MIN_GAS | BASE | BASE | EAF_55 | none | LOW_PMR1b | ME_LOW | RES_MRGN_10 | BASE3
| B1 | 0 |  | pklein-DESKTOP2 | copt | copt |  |  | 0 |  | none |  |  | [2025, 2029]+list(range(2030,2051,5)) | range(2030,2051,2) | W_P50 | W_P50 | SL_0 | 1 | redz_corridors_eia | copt | LC | existing+tdp | BASE_COALFLEX | DELAYED_ESKOM_2035 |  |  | 70% | 50% | BASE_PMR1b | FS_2045 | BASE | BASE | BASE | BASE_PMR1b | 9.2% | BASE_PMR1b | FS_2045 | MOD_CNST | MTSAO_BQ | MOD_CNST | UNC | DIESEL_LNG | NO_MIN_GAS | NO_MIN_GAS | BASE | BASE | EAF_60 | none | BASE_PMR1b | IRP24_LOW | RES_MRGN_10 | BASE3
| B2 | 0 |  | pklein-DESKTOP | copt | copt |  |  | 0 |  | none |  |  | [2025, 2029]+list(range(2030,2051,5)) | range(2030,2051,2) | W_P50 | W_P50 | SL_0 | 1 | redz_corridors_eia | copt |  | existing+tdp | BASE_COALFLEX | DELAYED_ESKOM_2035 |  |  | 50% | 100% | BASE_PMR1b |  | BASE | BASE | BASE | BASE_PMR1b | 9.2% | BASE_PMR1b |  | MOD_CNST | MTSAO_BQ | MOD_CNST | UNC | DIESEL_LNG | NO_MIN_GAS | NO_MIN_GAS | BASE | BASE | EAF_60 | none | BASE_PMR1b | IRP24_LOW | RES_MRGN_10 | BASE3
| B3 | 0 |  |  | copt | copt |  |  | 0 |  | none |  |  | [2025, 2029]+list(range(2030,2051,5)) | range(2030,2051,2) | W_P50 | W_P50 | SL_1 | 1 | redz_corridors_eia | copt |  | existing+tdp | BASE_COALFLEX | DELAYED_ESKOM_2035 |  |  | 70% | 100% | BASE_PMR1b |  | BASE | BASE | BASE | BASE_PMR1b | 9.2% | BASE_PMR1b |  | MOD_CNST | MTSAO_BQ | MOD_CNST | UNC | DIESEL_LNG | NO_MIN_GAS | NO_MIN_GAS | BASE | BASE | EAF_60 | none | BASE_PMR1b | IRP24_LOW | RES_MRGN_10 | BASE3
| B4 | 0 |  |  | copt | copt |  |  | 0 |  | none |  |  | [2025, 2029]+list(range(2030,2051,5)) | range(2030,2051,2) | W_P50 | W_P50 | SL_1 | 1 | redz_corridors_eia | copt |  | existing+tdp | BASE_COALFLEX | DELAYED_ESKOM_2035 |  |  | 50% | 100% | BASE_PMR1b |  | BASE | BASE | BASE | BASE_PMR1b | 9.2% | BASE_PMR1b |  | MOD_CNST | MTSAO_BQ | MOD_CNST | UNC | DIESEL_LNG | NO_MIN_GAS | NO_MIN_GAS | BASE | BASE | EAF_60 | none | BASE_PMR1b | IRP24_LOW | RES_MRGN_10 | BASE3
| B5 | 0 |  |  | copt | copt |  |  | 0 |  | none |  |  | [2025, 2029]+list(range(2030,2051,5)) | range(2030,2051,2) | W_P50 | W_P50 | SL_6 | 1 | redz_corridors_eia | copt |  | existing+tdp | BASE_COALFLEX | DELAYED_ESKOM_2035 |  |  | 70% | 100% | BASE_PMR1b |  | BASE | BASE | BASE | BASE_PMR1b | 9.2% | BASE_PMR1b |  | MOD_CNST | MTSAO_BQ | MOD_CNST | UNC | DIESEL_LNG | NO_MIN_GAS | NO_MIN_GAS | BASE | BASE | EAF_60 | none | BASE_PMR1b | IRP24_LOW | RES_MRGN_10 | BASE3
| B6 | 0 |  |  | copt | copt |  |  | 0 |  | none |  |  | [2025, 2029]+list(range(2030,2051,5)) | range(2030,2051,2) | W_P50 | W_P50 | SL_12 | 1 | redz_corridors_eia | copt |  | existing+tdp | BASE_COALFLEX | DELAYED_ESKOM_2035 |  |  | 40% | 150% | BASE_PMR1b |  | BASE | BASE | BASE | BASE_PMR1b | 9.2% | BASE_PMR1b |  | MOD_CNST | MTSAO_BQ | MOD_CNST | UNC | DIESEL_LNG | NO_MIN_GAS | NO_MIN_GAS | BASE | BASE | EAF_60 | none | BASE_PMR1b | IRP24_LOW | RES_MRGN_10 | BASE3
| B7 | 0 |  | pklein-DESKTOP2 | copt | copt |  |  | 0 |  | none |  |  | [2025, 2029]+list(range(2030,2051,5)) | range(2030,2051,2) | W_P50 | W_P50 | SL_0 | 1 | redz_corridors_eia | copt | LC | existing+tdp | BASE_COALFLEX | DELAYED_ESKOM_2035 |  |  | 70% | 50% | BASE_PMR1b | FS_2045 | BASE | BASE | BASE | BASE_PMR1b | 9.2% | BASE_PMR1b | FS_2045 | MOD_CNST | MTSAO_BQ | MOD_CNST | UNC | DIESEL_LNG | NO_MIN_GAS | NO_MIN_GAS | BASE | BASE | EAF_60 | none | BASE_PMR1b | IRP24_LOW | RES_MRGN_10 | BASE3
| B8 | 0 |  | pklein-DESKTOP | copt | copt |  |  | 0 |  | none |  |  | [2025, 2029]+list(range(2030,2051,5)) | range(2030,2051,2) | W_P50 | W_P50 | SL_0 | 1 | redz_corridors_eia | copt |  | existing+tdp | BASE_COALFLEX | DELAYED_ESKOM_2035 |  |  | 50% | 100% | BASE_PMR1b |  | BASE | BASE | BASE | BASE_PMR1b | 9.2% | BASE_PMR1b |  | MOD_CNST | MTSAO_BQ | MOD_CNST | UNC | DIESEL_LNG | NO_MIN_GAS | NO_MIN_GAS | BASE | BASE | EAF_60 | none | BASE_PMR1b | IRP24_LOW | RES_MRGN_10 | BASE3
| B9 | 0 |  |  | copt | copt |  |  | 0 |  | none |  |  | [2025, 2029]+list(range(2030,2051,5)) | range(2030,2051,2) | W_P50 | W_P50 | SL_1 | 1 | redz_corridors_eia | copt |  | existing+tdp | BASE_COALFLEX | DELAYED_ESKOM_2035 |  |  | 70% | 100% | BASE_PMR1b |  | BASE | BASE | BASE | BASE_PMR1b | 9.2% | BASE_PMR1b |  | MOD_CNST | MTSAO_BQ | MOD_CNST | UNC | DIESEL_LNG | NO_MIN_GAS | NO_MIN_GAS | BASE | BASE | EAF_60 | none | BASE_PMR1b | IRP24_LOW | RES_MRGN_10 | BASE3
| B10 | 0 |  |  | copt | copt |  |  | 0 |  | none |  |  | [2025, 2029]+list(range(2030,2051,5)) | range(2030,2051,2) | W_P50 | W_P50 | SL_1 | 1 | redz_corridors_eia | copt |  | existing+tdp | BASE_COALFLEX | DELAYED_ESKOM_2035 |  |  | 50% | 100% | BASE_PMR1b |  | BASE | BASE | BASE | BASE_PMR1b | 9.2% | BASE_PMR1b |  | MOD_CNST | MTSAO_BQ | MOD_CNST | UNC | DIESEL_LNG | NO_MIN_GAS | NO_MIN_GAS | BASE | BASE | EAF_60 | none | BASE_PMR1b | IRP24_LOW | RES_MRGN_10 | BASE3
| B11 | 0 |  |  | copt | copt |  |  | 0 |  | none |  |  | [2025, 2029]+list(range(2030,2051,5)) | range(2030,2051,2) | W_P50 | W_P50 | SL_6 | 1 | redz_corridors_eia | copt |  | existing+tdp | BASE_COALFLEX | DELAYED_ESKOM_2035 |  |  | 70% | 100% | BASE_PMR1b |  | BASE | BASE | BASE | BASE_PMR1b | 9.2% | BASE_PMR1b |  | MOD_CNST | MTSAO_BQ | MOD_CNST | UNC | DIESEL_LNG | NO_MIN_GAS | NO_MIN_GAS | BASE | BASE | EAF_60 | none | BASE_PMR1b | IRP24_LOW | RES_MRGN_10 | BASE3
| B12 | 0 |  |  | copt | copt |  |  | 0 |  | none |  |  | [2025, 2029]+list(range(2030,2051,5)) | range(2030,2051,2) | W_P50 | W_P50 | SL_12 | 1 | redz_corridors_eia | copt |  | existing+tdp | BASE_COALFLEX | DELAYED_ESKOM_2035 |  |  | 40% | 150% | BASE_PMR1b |  | BASE | BASE | BASE | BASE_PMR1b | 9.2% | BASE_PMR1b |  | MOD_CNST | MTSAO_BQ | MOD_CNST | UNC | DIESEL_LNG | NO_MIN_GAS | NO_MIN_GAS | BASE | BASE | EAF_60 | none | BASE_PMR1b | IRP24_LOW | RES_MRGN_10 | BASE3
| D1 | 0 |  |  | copt | copt |  |  | 0 |  | none |  |  | [2025, 2029]+list(range(2030,2051,5)) | range(2030,2051,2) | W_P50 | W_P50 | SL_0 | 1 | redz_corridors_eia | copt | LC | existing+tdp | BASE_COALFLEX | DELAYED_ESKOM_2035 |  |  | 70% | 50% | BASE_PMR1b | FS_2045 | BASE | BASE | BASE | BASE_PMR1b | 9.2% | BASE_PMR1b | FS_2045 | MOD_CNST | MTSAO_BQ | MOD_CNST | UNC | DIESEL_LNG | NO_MIN_GAS | NO_MIN_GAS | BASE | BASE | EAF_60 | none | HIGH_PMR1b | IRP24_LOW | RES_MRGN_10 | BASE3
| D2 | 0 |  |  | copt | copt |  |  | 0 |  | none |  |  | [2025, 2029]+list(range(2030,2051,5)) | range(2030,2051,2) | W_P50 | W_P50 | SL_0 | 1 | redz_corridors_eia | copt |  | existing+tdp | BASE_COALFLEX | DELAYED_ESKOM_2035 |  |  | 50% | 100% | BASE_PMR1b |  | BASE | BASE | BASE | BASE_PMR1b | 9.2% | BASE_PMR1b |  | MOD_CNST | MTSAO_BQ | MOD_CNST | UNC | DIESEL_LNG | NO_MIN_GAS | NO_MIN_GAS | BASE | BASE | EAF_60 | none | HIGH_PMR1b | IRP24_LOW | RES_MRGN_10 | BASE3
| D3 | 0 |  |  | copt | copt |  |  | 0 |  | none |  |  | [2025, 2029]+list(range(2030,2051,5)) | range(2030,2051,2) | W_P50 | W_P50 | SL_1 | 1 | redz_corridors_eia | copt |  | existing+tdp | BASE_COALFLEX | DELAYED_ESKOM_2035 |  |  | 70% | 100% | BASE_PMR1b |  | BASE | BASE | BASE | BASE_PMR1b | 9.2% | BASE_PMR1b |  | MOD_CNST | MTSAO_BQ | MOD_CNST | UNC | DIESEL_LNG | NO_MIN_GAS | NO_MIN_GAS | BASE | BASE | EAF_60 | none | HIGH_PMR1b | IRP24_LOW | RES_MRGN_10 | BASE3
| D4 | 0 |  |  | copt | copt |  |  | 0 |  | none |  |  | [2025, 2029]+list(range(2030,2051,5)) | range(2030,2051,2) | W_P50 | W_P50 | SL_1 | 1 | redz_corridors_eia | copt |  | existing+tdp | BASE_COALFLEX | DELAYED_ESKOM_2035 |  |  | 50% | 100% | BASE_PMR1b |  | BASE | BASE | BASE | BASE_PMR1b | 9.2% | BASE_PMR1b |  | MOD_CNST | MTSAO_BQ | MOD_CNST | UNC | DIESEL_LNG | NO_MIN_GAS | NO_MIN_GAS | BASE | BASE | EAF_60 | none | HIGH_PMR1b | IRP24_LOW | RES_MRGN_10 | BASE3
| D5 | 0 |  |  | copt | copt |  |  | 0 |  | none |  |  | [2025, 2029]+list(range(2030,2051,5)) | range(2030,2051,2) | W_P50 | W_P50 | SL_6 | 1 | redz_corridors_eia | copt |  | existing+tdp | BASE_COALFLEX | DELAYED_ESKOM_2035 |  |  | 70% | 100% | BASE_PMR1b |  | BASE | BASE | BASE | BASE_PMR1b | 9.2% | BASE_PMR1b |  | MOD_CNST | MTSAO_BQ | MOD_CNST | UNC | DIESEL_LNG | NO_MIN_GAS | NO_MIN_GAS | BASE | BASE | EAF_60 | none | HIGH_PMR1b | IRP24_LOW | RES_MRGN_10 | BASE3
| D6 | 0 |  |  | copt | copt |  |  | 0 |  | none |  |  | [2025, 2029]+list(range(2030,2051,5)) | range(2030,2051,2) | W_P50 | W_P50 | SL_12 | 1 | redz_corridors_eia | copt |  | existing+tdp | BASE_COALFLEX | DELAYED_ESKOM_2035 |  |  | 40% | 150% | BASE_PMR1b |  | BASE | BASE | BASE | BASE_PMR1b | 9.2% | BASE_PMR1b |  | MOD_CNST | MTSAO_BQ | MOD_CNST | UNC | DIESEL_LNG | NO_MIN_GAS | NO_MIN_GAS | BASE | BASE | EAF_60 | none | HIGH_PMR1b | IRP24_LOW | RES_MRGN_10 | BASE3
| D7 | 0 |  |  | copt | copt |  |  | 0 |  | none |  |  | [2025, 2029]+list(range(2030,2051,5)) | range(2030,2051,2) | W_P50 | W_P50 | SL_0 | 1 | redz_corridors_eia | copt | LC | existing+tdp | BASE_COALFLEX | DELAYED_ESKOM_2035 |  |  | 70% | 50% | BASE_PMR1b | FS_2045 | BASE | BASE | BASE | BASE_PMR1b | 9.2% | BASE_PMR1b | FS_2045 | MOD_CNST | MTSAO_BQ | MOD_CNST | UNC | DIESEL_LNG | NO_MIN_GAS | NO_MIN_GAS | BASE | BASE | EAF_60 | none | HIGH_PMR1b | IRP24_LOW | RES_MRGN_10 | BASE3
| D8 | 0 |  |  | copt | copt |  |  | 0 |  | none |  |  | [2025, 2029]+list(range(2030,2051,5)) | range(2030,2051,2) | W_P50 | W_P50 | SL_0 | 1 | redz_corridors_eia | copt |  | existing+tdp | BASE_COALFLEX | DELAYED_ESKOM_2035 |  |  | 50% | 100% | BASE_PMR1b |  | BASE | BASE | BASE | BASE_PMR1b | 9.2% | BASE_PMR1b |  | MOD_CNST | MTSAO_BQ | MOD_CNST | UNC | DIESEL_LNG | NO_MIN_GAS | NO_MIN_GAS | BASE | BASE | EAF_60 | none | HIGH_PMR1b | IRP24_LOW | RES_MRGN_10 | BASE3
| D9 | 0 |  |  | copt | copt |  |  | 0 |  | none |  |  | [2025, 2029]+list(range(2030,2051,5)) | range(2030,2051,2) | W_P50 | W_P50 | SL_1 | 1 | redz_corridors_eia | copt |  | existing+tdp | BASE_COALFLEX | DELAYED_ESKOM_2035 |  |  | 70% | 100% | BASE_PMR1b |  | BASE | BASE | BASE | BASE_PMR1b | 9.2% | BASE_PMR1b |  | MOD_CNST | MTSAO_BQ | MOD_CNST | UNC | DIESEL_LNG | NO_MIN_GAS | NO_MIN_GAS | BASE | BASE | EAF_60 | none | HIGH_PMR1b | IRP24_LOW | RES_MRGN_10 | BASE3
| D10 | 0 |  |  | copt | copt |  |  | 0 |  | none |  |  | [2025, 2029]+list(range(2030,2051,5)) | range(2030,2051,2) | W_P50 | W_P50 | SL_1 | 1 | redz_corridors_eia | copt |  | existing+tdp | BASE_COALFLEX | DELAYED_ESKOM_2035 |  |  | 50% | 100% | BASE_PMR1b |  | BASE | BASE | BASE | BASE_PMR1b | 9.2% | BASE_PMR1b |  | MOD_CNST | MTSAO_BQ | MOD_CNST | UNC | DIESEL_LNG | NO_MIN_GAS | NO_MIN_GAS | BASE | BASE | EAF_60 | none | HIGH_PMR1b | IRP24_LOW | RES_MRGN_10 | BASE3
| D11 | 0 |  |  | copt | copt |  |  | 0 |  | none |  |  | [2025, 2029]+list(range(2030,2051,5)) | range(2030,2051,2) | W_P50 | W_P50 | SL_6 | 1 | redz_corridors_eia | copt |  | existing+tdp | BASE_COALFLEX | DELAYED_ESKOM_2035 |  |  | 70% | 100% | BASE_PMR1b |  | BASE | BASE | BASE | BASE_PMR1b | 9.2% | BASE_PMR1b |  | MOD_CNST | MTSAO_BQ | MOD_CNST | UNC | DIESEL_LNG | NO_MIN_GAS | NO_MIN_GAS | BASE | BASE | EAF_60 | none | HIGH_PMR1b | IRP24_LOW | RES_MRGN_10 | BASE3
| D12 | 0 |  |  | copt | copt |  |  | 0 |  | none |  |  | [2025, 2029]+list(range(2030,2051,5)) | range(2030,2051,2) | W_P50 | W_P50 | SL_12 | 1 | redz_corridors_eia | copt |  | existing+tdp | BASE_COALFLEX | DELAYED_ESKOM_2035 |  |  | 40% | 150% | BASE_PMR1b |  | BASE | BASE | BASE | BASE_PMR1b | 9.2% | BASE_PMR1b |  | MOD_CNST | MTSAO_BQ | MOD_CNST | UNC | DIESEL_LNG | NO_MIN_GAS | NO_MIN_GAS | BASE | BASE | EAF_60 | none | HIGH_PMR1b | IRP24_LOW | RES_MRGN_10 | BASE3
| N1 | 0 |  |  | copt | copt |  |  | 0 |  | none |  |  | [2025, 2029]+list(range(2030,2051,5)) | range(2030,2051,2) | W_P50 | W_P50 | SL_0 | 1 | redz_corridors_eia | copt | LC | existing+tdp | BASE_COALFLEX | DELAYED_ESKOM_2035 |  |  | 70% | 50% | LOW_PMR1b | FS_2045 | BASE | BASE | BASE | LOW_PMR1b | 7.2% | LOW_PMR1b | FS_2045 | MOD_CNST | MTSAO_BQ | MOD_CNST | UNC | DIESEL_LNG | NO_MIN_GAS | NO_MIN_GAS | BASE | BASE | EAF_65 | none | HIGH_PMR1b | IRP24_MOD | RES_MRGN_10 | BASE3
| N2 | 0 |  |  | copt | copt |  |  | 0 |  | none |  |  | [2025, 2029]+list(range(2030,2051,5)) | range(2030,2051,2) | W_P50 | W_P50 | SL_0 | 1 | redz_corridors_eia | copt |  | existing+tdp | BASE_COALFLEX | DELAYED_ESKOM_2035 |  |  | 50% | 100% | LOW_PMR1b |  | BASE | BASE | BASE | LOW_PMR1b | 7.2% | LOW_PMR1b |  | MOD_CNST | MTSAO_BQ | MOD_CNST | UNC | DIESEL_LNG | NO_MIN_GAS | NO_MIN_GAS | BASE | BASE | EAF_65 | none | HIGH_PMR1b | IRP24_MOD | RES_MRGN_10 | BASE3
| N3 | 0 |  |  | copt | copt |  |  | 0 |  | none |  |  | [2025, 2029]+list(range(2030,2051,5)) | range(2030,2051,2) | W_P50 | W_P50 | SL_1 | 1 | redz_corridors_eia | copt |  | existing+tdp | BASE_COALFLEX | DELAYED_ESKOM_2035 |  |  | 70% | 100% | LOW_PMR1b |  | BASE | BASE | BASE | LOW_PMR1b | 7.2% | LOW_PMR1b |  | MOD_CNST | MTSAO_BQ | MOD_CNST | UNC | DIESEL_LNG | NO_MIN_GAS | NO_MIN_GAS | BASE | BASE | EAF_65 | none | HIGH_PMR1b | IRP24_MOD | RES_MRGN_10 | BASE3
| N4 | 0 |  |  | copt | copt |  |  | 0 |  | none |  |  | [2025, 2029]+list(range(2030,2051,5)) | range(2030,2051,2) | W_P50 | W_P50 | SL_1 | 1 | redz_corridors_eia | copt |  | existing+tdp | BASE_COALFLEX | DELAYED_ESKOM_2035 |  |  | 50% | 100% | LOW_PMR1b |  | BASE | BASE | BASE | LOW_PMR1b | 7.2% | LOW_PMR1b |  | MOD_CNST | MTSAO_BQ | MOD_CNST | UNC | DIESEL_LNG | NO_MIN_GAS | NO_MIN_GAS | BASE | BASE | EAF_65 | none | HIGH_PMR1b | IRP24_MOD | RES_MRGN_10 | BASE3
| N5 | 0 |  |  | copt | copt |  |  | 0 |  | none |  |  | [2025, 2029]+list(range(2030,2051,5)) | range(2030,2051,2) | W_P50 | W_P50 | SL_6 | 1 | redz_corridors_eia | copt |  | existing+tdp | BASE_COALFLEX | DELAYED_ESKOM_2035 |  |  | 70% | 100% | LOW_PMR1b |  | BASE | BASE | BASE | LOW_PMR1b | 7.2% | LOW_PMR1b |  | MOD_CNST | MTSAO_BQ | MOD_CNST | UNC | DIESEL_LNG | NO_MIN_GAS | NO_MIN_GAS | BASE | BASE | EAF_65 | none | HIGH_PMR1b | IRP24_MOD | RES_MRGN_10 | BASE3
| N6 | 0 |  |  | copt | copt |  |  | 0 |  | none |  |  | [2025, 2029]+list(range(2030,2051,5)) | range(2030,2051,2) | W_P50 | W_P50 | SL_12 | 1 | redz_corridors_eia | copt |  | existing+tdp | BASE_COALFLEX | DELAYED_ESKOM_2035 |  |  | 40% | 150% | LOW_PMR1b |  | BASE | BASE | BASE | LOW_PMR1b | 7.2% | LOW_PMR1b |  | MOD_CNST | MTSAO_BQ | MOD_CNST | UNC | DIESEL_LNG | NO_MIN_GAS | NO_MIN_GAS | BASE | BASE | EAF_65 | none | HIGH_PMR1b | IRP24_MOD | RES_MRGN_10 | BASE3
| N7 | 0 |  |  | copt | copt |  |  | 0 |  | none |  |  | [2025, 2029]+list(range(2030,2051,5)) | range(2030,2051,2) | W_P50 | W_P50 | SL_0 | 1 | redz_corridors_eia | copt | LC | existing+tdp | BASE_COALFLEX | DELAYED_ESKOM_2035 |  |  | 70% | 50% | LOW_PMR1b | FS_2045 | BASE | BASE | BASE | LOW_PMR1b | 7.2% | LOW_PMR1b | FS_2045 | MOD_CNST | MTSAO_BQ | MOD_CNST | UNC | DIESEL_LNG | NO_MIN_GAS | NO_MIN_GAS | BASE | BASE | EAF_65 | none | HIGH_PMR1b | IRP24_MOD | RES_MRGN_10 | BASE3
| N8 | 0 |  |  | copt | copt |  |  | 0 |  | none |  |  | [2025, 2029]+list(range(2030,2051,5)) | range(2030,2051,2) | W_P50 | W_P50 | SL_0 | 1 | redz_corridors_eia | copt |  | existing+tdp | BASE_COALFLEX | DELAYED_ESKOM_2035 |  |  | 50% | 100% | LOW_PMR1b |  | BASE | BASE | BASE | LOW_PMR1b | 7.2% | LOW_PMR1b |  | MOD_CNST | MTSAO_BQ | MOD_CNST | UNC | DIESEL_LNG | NO_MIN_GAS | NO_MIN_GAS | BASE | BASE | EAF_65 | none | HIGH_PMR1b | IRP24_MOD | RES_MRGN_10 | BASE3
| N9 | 0 |  |  | copt | copt |  |  | 0 |  | none |  |  | [2025, 2029]+list(range(2030,2051,5)) | range(2030,2051,2) | W_P50 | W_P50 | SL_1 | 1 | redz_corridors_eia | copt |  | existing+tdp | BASE_COALFLEX | DELAYED_ESKOM_2035 |  |  | 70% | 100% | LOW_PMR1b |  | BASE | BASE | BASE | LOW_PMR1b | 7.2% | LOW_PMR1b |  | MOD_CNST | MTSAO_BQ | MOD_CNST | UNC | DIESEL_LNG | NO_MIN_GAS | NO_MIN_GAS | BASE | BASE | EAF_65 | none | HIGH_PMR1b | IRP24_MOD | RES_MRGN_10 | BASE3
| N10 | 0 |  |  | copt | copt |  |  | 0 |  | none |  |  | [2025, 2029]+list(range(2030,2051,5)) | range(2030,2051,2) | W_P50 | W_P50 | SL_1 | 1 | redz_corridors_eia | copt |  | existing+tdp | BASE_COALFLEX | DELAYED_ESKOM_2035 |  |  | 50% | 100% | LOW_PMR1b |  | BASE | BASE | BASE | LOW_PMR1b | 7.2% | LOW_PMR1b |  | MOD_CNST | MTSAO_BQ | MOD_CNST | UNC | DIESEL_LNG | NO_MIN_GAS | NO_MIN_GAS | BASE | BASE | EAF_65 | none | HIGH_PMR1b | IRP24_MOD | RES_MRGN_10 | BASE3
| N11 | 0 |  |  | copt | copt |  |  | 0 |  | none |  |  | [2025, 2029]+list(range(2030,2051,5)) | range(2030,2051,2) | W_P50 | W_P50 | SL_6 | 1 | redz_corridors_eia | copt |  | existing+tdp | BASE_COALFLEX | DELAYED_ESKOM_2035 |  |  | 70% | 100% | LOW_PMR1b |  | BASE | BASE | BASE | LOW_PMR1b | 7.2% | LOW_PMR1b |  | MOD_CNST | MTSAO_BQ | MOD_CNST | UNC | DIESEL_LNG | NO_MIN_GAS | NO_MIN_GAS | BASE | BASE | EAF_65 | none | HIGH_PMR1b | IRP24_MOD | RES_MRGN_10 | BASE3
| N12 | 0 |  |  | copt | copt |  |  | 0 |  | none |  |  | [2025, 2029]+list(range(2030,2051,5)) | range(2030,2051,2) | W_P50 | W_P50 | SL_12 | 1 | redz_corridors_eia | copt |  | existing+tdp | BASE_COALFLEX | DELAYED_ESKOM_2035 |  |  | 40% | 150% | LOW_PMR1b |  | BASE | BASE | BASE | LOW_PMR1b | 7.2% | LOW_PMR1b |  | MOD_CNST | MTSAO_BQ | MOD_CNST | UNC | DIESEL_LNG | NO_MIN_GAS | NO_MIN_GAS | BASE | BASE | EAF_65 | none | HIGH_PMR1b | IRP24_MOD | RES_MRGN_10 | BASE3